{"text_format":"2","workbook":"xls","n_sheets":7,"sheets":["1. Drinking Water","2. Nonpotable Water","3. Municipal Sludge (503b)","4. SWCS (Water)","5. SWCS(Soil Sludge)","6. UST (Water)","7. UST (Soil & Sludge)"],"not_rendered":{"charts":0,"images":0,"macros":0,"external_links":1,"defined_names":7,"comments":0,"pivot_tables":0},"unopened":[],"bounds":{"document_bytes":16777216,"sheet_cells":100000,"run_cost":"one","rows_first":2000,"rows_last":500,"rows_between":2000,"halvings":0,"cell_chars":16384,"cell_head_chars":4096},"cells_cut":0,"cells_raw":0,"read":"whole","date_system":"1900","formulas":"cached_only"}

{"sheet":"1. Drinking Water","index":0,"n_rows":1226,"n_cols":6,"rows_kept":1226,"cut":false,"hidden":false,"merged":[],"flags":["formulas_cached_only"]}
["Program","MethodName","AnalyteName","TNIAnalyteCode","TNIMethodCode","SDWISCode"]
["Drinking Water","EPA 533"," 9-chlorohexadecafluoro-3-oxanone-1-sulfonic acid (9CL-PF3ONS)","6952","10091619","533"]
["Drinking Water","EPA 537.1 R2"," 9-chlorohexadecafluoro-3-oxanone-1-sulfonic acid (9CL-PF3ONS)","6952","10091595","537.1"]
["Drinking Water","EPA 533","1 H, 1 H, 2H, 2H-Perfluoroctane sulfonic acid (6:2FTS)","6947","10091619","533"]
["Drinking Water","EPA 533","1 H, 1 H, 2H, 2H-Perfluorodecane sulfonic acid (8:2FTS)","6948","10091619","533"]
["Drinking Water","EPA 533","1 H, 1 H, 2H, 2H-Perfluorohexane sulfonic acid (4:2FTS)","6946","10091619","533"]
["Drinking Water","EPA 502.2","1,1,1-Trichloroethane","5160","10082209","502.2"]
["Drinking Water","EPA 524.2","1,1,1-Trichloroethane","5160","10088809","524.2"]
["Drinking Water","EPA 524.3","1,1,1-Trichloroethane","5160","10089302","524.3"]
["Drinking Water","EPA 524.4","1,1,1-Trichloroethane","5160","10089335","524.4"]
["Drinking Water","EPA 551.1","1,1,1-Trichloroethane","5160","10094801","551.1"]
["Drinking Water","EPA 502.2","1,1,2-Trichloroethane","5165","10082209","502.2"]
["Drinking Water","EPA 524.2","1,1,2-Trichloroethane","5165","10088809","524.2"]
["Drinking Water","EPA 524.3","1,1,2-Trichloroethane","5165","10089302","524.3"]
["Drinking Water","EPA 524.4","1,1,2-Trichloroethane","5165","10089335","524.4"]
["Drinking Water","EPA 551.1","1,1,2-Trichloroethane","5165","10094801","551.1"]
["Drinking Water","EPA 502.2","1,1-Dichloroethylene","4640","10082209","502.2"]
["Drinking Water","EPA 524.2","1,1-Dichloroethylene","4640","10088809","524.2"]
["Drinking Water","EPA 524.3","1,1-Dichloroethylene","4640","10089302","524.3"]
["Drinking Water","EPA 524.4","1,1-Dichloroethylene","4640","10089335","524.4"]
["Drinking Water","EPA 502.2","1,2,4-Trichlorobenzene","5155","10082209","502.2"]
["Drinking Water","EPA 524.2","1,2,4-Trichlorobenzene","5155","10088809","524.2"]
["Drinking Water","EPA 524.3","1,2,4-Trichlorobenzene","5155","10089302","524.3"]
["Drinking Water","EPA 524.4","1,2,4-Trichlorobenzene","5155","10089335","524.4"]
["Drinking Water","EPA 504.1","1,2-Dibromo-3-chloropropane (DBCP)","4570","10082801","504.1"]
["Drinking Water","EPA 524.3","1,2-Dibromo-3-chloropropane (DBCP)","4570","10089302","524.3"]
["Drinking Water","EPA 551.1","1,2-Dibromo-3-chloropropane (DBCP)","4570","10094801","551.1"]
["Drinking Water","EPA 504.1","1,2-Dibromoethane (EDB, Ethylene dibromide)","4585","10082801","504.1"]
["Drinking Water","EPA 524.3","1,2-Dibromoethane (EDB, Ethylene dibromide)","4585","10089302","524.3"]
["Drinking Water","EPA 551.1","1,2-Dibromoethane (EDB, Ethylene dibromide)","4585","10094801","551.1"]
["Drinking Water","EPA 502.2","1,2-Dichlorobenzene (o-Dichlorobenzene)","4610","10082209","502.2"]
["Drinking Water","EPA 524.2","1,2-Dichlorobenzene (o-Dichlorobenzene)","4610","10088809","524.2"]
["Drinking Water","EPA 524.3","1,2-Dichlorobenzene (o-Dichlorobenzene)","4610","10089302","524.3"]
["Drinking Water","EPA 524.4","1,2-Dichlorobenzene (o-Dichlorobenzene)","4610","10089335","524.4"]
["Drinking Water","EPA 625.1","1,2-Dichlorobenzene (o-Dichlorobenzene)","4610","10300024","NA"]
["Drinking Water","EPA 502.2","1,2-Dichloroethane (Ethylene dichloride)","4635","10082209","502.2"]
["Drinking Water","EPA 524.2","1,2-Dichloroethane (Ethylene dichloride)","4635","10088809","524.2"]
["Drinking Water","EPA 524.3","1,2-Dichloroethane (Ethylene dichloride)","4635","10089302","524.3"]
["Drinking Water","EPA 524.4","1,2-Dichloroethane (Ethylene dichloride)","4635","10089335","524.4"]
["Drinking Water","EPA 502.2","1,2-Dichloropropane","4655","10082209","502.2"]
["Drinking Water","EPA 524.2","1,2-Dichloropropane","4655","10088809","524.2"]
["Drinking Water","EPA 524.3","1,2-Dichloropropane","4655","10089302","524.3"]
["Drinking Water","EPA 524.4","1,2-Dichloropropane","4655","10089335","524.4"]
["Drinking Water","EPA 625.1","1,3-Dichlorobenzene (m-Dichlorobenzene)","4615","10300024","NA"]
["Drinking Water","EPA 502.2","1,4-Dichlorobenzene (p-Dichlorobenzene)","4620","10082209","502.2"]
["Drinking Water","EPA 524.2","1,4-Dichlorobenzene (p-Dichlorobenzene)","4620","10088809","524.2"]
["Drinking Water","EPA 524.3","1,4-Dichlorobenzene (p-Dichlorobenzene)","4620","10089302","524.3"]
["Drinking Water","EPA 524.4","1,4-Dichlorobenzene (p-Dichlorobenzene)","4620","10089335","524.4"]
["Drinking Water","EPA 625.1","1,4-Dichlorobenzene (p-Dichlorobenzene)","4620","10300024","NA"]
["Drinking Water","EPA 533","11-chloroeicosafluoro-3-oxaundecane-1-sulfonic acid  (11CL-PF3OUdS)","9490","10091619","533"]
["Drinking Water","EPA 537.1 R2","11-chloroeicosafluoro-3-oxaundecane-1-sulfonic acid  (11CL-PF3OUdS)","9490","10091595","537.1"]
["Drinking Water","EPA 1613","2,3,7,8-Tetrachlorodibenzo- p-dioxin (2,3,7,8-TCDD)","9618","10120408","1613"]
["Drinking Water","EPA 515.1","2,4-D","8545","10087408","515.1"]
["Drinking Water","EPA 515.2","2,4-D","8545","10087806","515.2"]
["Drinking Water","EPA 515.3","2,4-D","8545","10088401","515.3"]
["Drinking Water","EPA 515.4","2,4-D","8545","10088503","515.4"]
["Drinking Water","EPA 555","2,4-D","8545","10096807","555"]
["Drinking Water","SM 6610 B","2,4-D","8545","20030926","6610"]
["Drinking Water","SM 6610 B","2,4-D","8545","20030937","6610"]
["Drinking Water","SM 6610 B-2004","2,4-D","8545","20152414","6610"]
["Drinking Water","EPA 533","4,8-dioxa-3H-perfluorononanoic acid (ADONA)","6951","10091619","533"]
["Drinking Water","EPA 537.1 R2","4,8-dioxa-3H-perfluorononanoic acid (ADONA)","6951","10091595","537.1"]
["Drinking Water","EPA 505","Alachlor","7005","10083406","505"]
["Drinking Water","EPA 507","Alachlor","7005","10084603","507"]
["Drinking Water","EPA 508.1 ","Alachlor","7005","10086405","508.1"]
["Drinking Water","EPA 525.2 ","Alachlor","7005","10090003","525.2"]
["Drinking Water","EPA 525.3 ","Alachlor","7005","10287500","525.3"]
["Drinking Water","EPA 551.1","Alachlor","7005","10094801","551.1"]
["Drinking Water","EPA 531.1","Aldicarb","7010","10091006","531.1"]
["Drinking Water","EPA 531.2","Aldicarb","7010","10091302","531.2"]
["Drinking Water","SM 6610 B","Aldicarb","7010","20030926","6610"]
["Drinking Water","SM 6610 B","Aldicarb","7010","20030937","6610"]
["Drinking Water","SM 6610 B-2004","Aldicarb","7010","20152414","6610"]
["Drinking Water","EPA 531.1","Aldicarb Sulfone","7015","10091006","531.1"]
["Drinking Water","EPA 531.2","Aldicarb Sulfone","7015","10091302","531.2"]
["Drinking Water","SM 6610 B","Aldicarb Sulfone","7015","20030926","6610"]
["Drinking Water","SM 6610 B","Aldicarb Sulfone","7015","20030937","6610"]
["Drinking Water","SM 6610 B-2004","Aldicarb Sulfone","7015","20152414","6610"]
["Drinking Water","EPA 531.1","Aldicarb sulfoxide","7020","10091006","531.1"]
["Drinking Water","EPA 531.2","Aldicarb sulfoxide","7020","10091302","531.2"]
["Drinking Water","SM 6610 B","Aldicarb sulfoxide","7020","20030926","6610"]
["Drinking Water","SM 6610 B","Aldicarb sulfoxide","7020","20030937","6610"]
["Drinking Water","SM 6610 B-2004","Aldicarb sulfoxide","7020","20152414","6610"]
["Drinking Water","EPA 200.7","Aluminum","1000","10013806","200.7"]
["Drinking Water","EPA 200.8","Aluminum","1000","10014605","200.8"]
["Drinking Water","EPA 335.4","Amenable Cyanide","1510","10061402","335.4"]
["Drinking Water","EPA 350.1","Ammonia as N","1515","10063602","350.1"]
["Drinking Water","SM 4500-NH3 D-2011","Ammonia as N","1515","20109415","4500NH3-D"]
["Drinking Water","SM 4500-NH3 E-2011","Ammonia as N","1515","20113013","4500 NH3-E"]
["Drinking Water","SM 4500-NH3 F","Ammonia as N","1515","20110649","4500 NH3-F"]
["Drinking Water","SM 4500-NH3 F-2011","Ammonia as N","1515","20023567","4500 NH3-F"]
["Drinking Water","SM 4500-NH3 G-2011","Ammonia as N","1515","20111415","4500 NH3-G"]
["Drinking Water","SM 4500-NH3 H-2011","Ammonia as N","1515","20112214","4500 NH3-H"]
["Drinking Water","Timberline Ammonia-001","Ammonia as N","1515","60034302","TIMBERLINE"]
["Drinking Water","EPA 200.5","Antimony","1005","10213975","200.5"]
["Drinking Water","EPA 200.8","Antimony","1005","10014605","200.8"]
["Drinking Water","EPA 200.9","Antimony","1005","10135404","200.9"]
["Drinking Water","SM 3113 B","Antimony","1005","20058804","3113B"]
["Drinking Water","SM 3113 B","Antimony","1005","20058815","3113B"]
["Drinking Water","SM 3113 B","Antimony","1005","20058826","3113B"]
["Drinking Water","SM 3113 B-1999","Antimony","1005","20059103","3113B"]
["Drinking Water","SM 3113 B-2004","Antimony","1005","20058837","3113B"]
["Drinking Water","SM 3113 B-2010","Antimony","1005","20058859","3113B"]
["Drinking Water","EPA 200.5","Arsenic","1010","10213975","200.5"]
["Drinking Water","EPA 200.8","Arsenic","1010","10014605","200.8"]
["Drinking Water","EPA 200.9","Arsenic","1010","10135404","200.9"]
["Drinking Water","SM 3113 B","Arsenic","1010","20058804","3113B"]
["Drinking Water","SM 3113 B","Arsenic","1010","20058815","3113B"]
["Drinking Water","SM 3113 B","Arsenic","1010","20058826","3113B"]
["Drinking Water","SM 3113 B-1999","Arsenic","1010","20059103","3113B"]
["Drinking Water","SM 3113 B-2004","Arsenic","1010","20058837","3113B"]
["Drinking Water","SM 3113 B-2010","Arsenic","1010","20058859","3113B"]
["Drinking Water","SM 3114 B","Arsenic","1010","20059807","3114B"]
["Drinking Water","SM 3114 B","Arsenic","1010","20059829","3114B"]
["Drinking Water","SM 3114 B","Arsenic","1010","20059841","3114B"]
["Drinking Water","SM 3114 B-1997","Arsenic","1010","20060213","3114B"]
["Drinking Water","SM 3114 B-2009","Arsenic","1010","20060199","3114B"]
["Drinking Water","EPA 100.1","Asbestos","1520","10004203","100.1"]
["Drinking Water","EPA 100.2","Asbestos","1520","10004407","100.2"]
["Drinking Water","EPA 505","Atrazine","7065","10083406","505"]
["Drinking Water","EPA 507","Atrazine","7065","10084603","507"]
["Drinking Water","EPA 508.1 ","Atrazine","7065","10086405","508.1"]
["Drinking Water","EPA 523","Atrazine","7065","10088581","523"]
["Drinking Water","EPA 525.2 ","Atrazine","7065","10090003","525.2"]
["Drinking Water","EPA 525.3 ","Atrazine","7065","10287500","525.3"]
["Drinking Water","EPA 536","Atrazine","7065","10091653","536"]
["Drinking Water","EPA 551.1","Atrazine","7065","10094801","551.1"]
["Drinking Water","EPA 200.5","Barium","1015","10213975","200.5"]
["Drinking Water","EPA 200.7","Barium","1015","10013806","200.7"]
["Drinking Water","EPA 200.8","Barium","1015","10014605","200.8"]
["Drinking Water","SM 3111 D","Barium","1015","20056604","3111D"]
["Drinking Water","SM 3111 D","Barium","1015","20056808","3111D"]
["Drinking Water","SM 3111 D","Barium","1015","20056819","3111D"]
["Drinking Water","SM 3111 D","Barium","1015","20056831","3111D"]
["Drinking Water","SM 3111 D-1999","Barium","1015","20057107","3111D"]
["Drinking Water","SM 3113 B","Barium","1015","20058804","3113B"]
["Drinking Water","SM 3113 B","Barium","1015","20058815","3113B"]
["Drinking Water","SM 3113 B","Barium","1015","20058826","3113B"]
["Drinking Water","SM 3113 B-1999","Barium","1015","20059103","3113B"]
["Drinking Water","SM 3113 B-2004","Barium","1015","20058837","3113B"]
["Drinking Water","SM 3113 B-2010","Barium","1015","20058859","3113B"]
["Drinking Water","SM 3120 B","Barium","1015","20060804","3120B"]
["Drinking Water","SM 3120 B","Barium","1015","20061001","3120B"]
["Drinking Water","SM 3120 B-1999","Barium","1015","20061216","3120B"]
["Drinking Water","EPA 502.2","Benzene","4375","10082209","502.2"]
["Drinking Water","EPA 524.2","Benzene","4375","10088809","524.2"]
["Drinking Water","EPA 524.3","Benzene","4375","10089302","524.3"]
["Drinking Water","EPA 524.4","Benzene","4375","10089335","524.4"]
["Drinking Water","EPA 525.2 ","Benzo(a)pyrene","5580","10090003","525.2"]
["Drinking Water","EPA 525.3 ","Benzo(a)pyrene","5580","10287500","525.3"]
["Drinking Water","EPA 550","Benzo(a)pyrene","5580","10093808","550"]
["Drinking Water","EPA 550.1","Benzo(a)pyrene","5580","10094209","550.1"]
["Drinking Water","EPA 200.5","Beryllium","1020","10213975","200.5"]
["Drinking Water","EPA 200.7","Beryllium","1020","10013806","200.7"]
["Drinking Water","EPA 200.8","Beryllium","1020","10014605","200.8"]
["Drinking Water","EPA 200.9","Beryllium","1020","10135404","200.9"]
["Drinking Water","SM 3113 B","Beryllium","1020","20058804","3113B"]
["Drinking Water","SM 3113 B","Beryllium","1020","20058815","3113B"]
["Drinking Water","SM 3113 B","Beryllium","1020","20058826","3113B"]
["Drinking Water","SM 3113 B-1999","Beryllium","1020","20059103","3113B"]
["Drinking Water","SM 3113 B-2004","Beryllium","1020","20058837","3113B"]
["Drinking Water","SM 3113 B-2010","Beryllium","1020","20058859","3113B"]
["Drinking Water","SM 3120 B","Beryllium","1020","20060804","3120B"]
["Drinking Water","SM 3120 B","Beryllium","1020","20061001","3120B"]
["Drinking Water","SM 3120 B","Beryllium","1020","20061012","3120B"]
["Drinking Water","SM 3120 B","Beryllium","1020","20061056","3120B"]
["Drinking Water","SM 3120 B-1999","Beryllium","1020","20061216","3120B"]
["Drinking Water","EPA 300.1","Bromate","1535","10275602","300.1"]
["Drinking Water","EPA 317.0 ","Bromate","1535","10237602","317.0"]
["Drinking Water","EPA 300.0","Bromide","1540","10053200","300.0"]
["Drinking Water","EPA 300.1","Bromide","1540","10275602","300.1"]
["Drinking Water","EPA 552.2","Bromoacetic Acid","9312","10095804","552.2"]
["Drinking Water","EPA 552.3","Bromoacetic Acid","9312","10239608","552.3"]
["Drinking Water","SM 6251 B","Bromoacetic Acid","9312","20149002","6251B"]
["Drinking Water","SM 6251 B","Bromoacetic Acid","9312","20149013","6251B"]
["Drinking Water","SM 6251 B","Bromoacetic Acid","9312","20149035","6251B"]
["Drinking Water","SM 6251 B-2007","Bromoacetic Acid","9312","20149217","6251B"]
["Drinking Water","EPA 502.2","Bromodichloromethane","4395","10082209","502.2"]
["Drinking Water","EPA 524.2","Bromodichloromethane","4395","10088809","524.2"]
["Drinking Water","EPA 524.3","Bromodichloromethane","4395","10089302","524.3"]
["Drinking Water","EPA 524.4","Bromodichloromethane","4395","10089335","524.4"]
["Drinking Water","EPA 551.1","Bromodichloromethane","4395","10094801","551.1"]
["Drinking Water","EPA 502.2","Bromoform","4400","10082209","502.2"]
["Drinking Water","EPA 524.2","Bromoform","4400","10088809","524.2"]
["Drinking Water","EPA 524.3","Bromoform","4400","10089302","524.3"]
["Drinking Water","EPA 524.4","Bromoform","4400","10089335","524.4"]
["Drinking Water","EPA 551.1","Bromoform","4400","10094801","551.1"]
["Drinking Water","EPA 200.5","Cadmium","1030","10213975","200.5"]
["Drinking Water","EPA 200.7","Cadmium","1030","10013806","200.7"]
["Drinking Water","EPA 200.8","Cadmium","1030","10014605","200.8"]
["Drinking Water","EPA 200.9","Cadmium","1030","10135404","200.9"]
["Drinking Water","SM 3113 B","Cadmium","1030","20058804","3113B"]
["Drinking Water","SM 3113 B","Cadmium","1030","20058815","3113B"]
["Drinking Water","SM 3113 B","Cadmium","1030","20058826","3113B"]
["Drinking Water","SM 3113 B-1999","Cadmium","1030","20059103","3113B"]
["Drinking Water","SM 3113 B-2004","Cadmium","1030","20058837","3113B"]
["Drinking Water","SM 3113 B-2010","Cadmium","1030","20058859","3113B"]
["Drinking Water","ASTM D6919-09","Calcium","1035","30032952","D6919-09"]
["Drinking Water","EPA 200.5","Calcium","1035","10213975","200.5"]
["Drinking Water","EPA 200.7","Calcium","1035","10013806","200.7"]
["Drinking Water","SM 3111 B","Calcium","1035","20055203","3111B"]
["Drinking Water","SM 3111 B","Calcium","1035","20055214","3111B"]
["Drinking Water","SM 3111 B","Calcium","1035","20055236","3111B"]
["Drinking Water","SM 3111 B-1999","Calcium","1035","20055418","3111B"]
["Drinking Water","SM 3120 B","Calcium","1035","20060804","3120B"]
["Drinking Water","SM 3120 B","Calcium","1035","20061001","3120B"]
["Drinking Water","SM 3120 B-1999","Calcium","1035","20061216","3120B"]
["Drinking Water","SM 3500-Ca B","Calcium","1035","20064602","3500CA-B"]
["Drinking Water","SM 3500-Ca B","Calcium","1035","20064806","3500CA-B"]
["Drinking Water","SM 3500-Ca B","Calcium","1035","20064817","3500CA-B"]
["Drinking Water","SM 3500-Ca B","Calcium","1035","20064840","3500CA-B"]
["Drinking Water","SM 3500-Ca B-1997","Calcium","1035","20065003","3500CA-B"]
["Drinking Water","EPA 531.1","Carbofuran (Furaden)","7205","10091006","531.1"]
["Drinking Water","EPA 531.2","Carbofuran (Furaden)","7205","10091302","531.2"]
["Drinking Water","SM 6610 B","Carbofuran (Furaden)","7205","20030926","6610"]
["Drinking Water","SM 6610 B","Carbofuran (Furaden)","7205","20030937","6610"]
["Drinking Water","SM 6610 B-2004","Carbofuran (Furaden)","7205","20152414","6610"]
["Drinking Water","EPA 502.2","Carbon Tetrachloride","4455","10082209","502.2"]
["Drinking Water","EPA 524.2","Carbon Tetrachloride","4455","10088809","524.2"]
["Drinking Water","EPA 524.3","Carbon Tetrachloride","4455","10089302","524.3"]
["Drinking Water","EPA 524.4","Carbon Tetrachloride","4455","10089335","524.4"]
["Drinking Water","EPA 551.1","Carbon Tetrachloride","4455","10094801","551.1"]
["Drinking Water","EPA 901.1","Cesium 134","2800","10308608","901.1"]
["Drinking Water","EPA 300.0","Chlorate","1570","10053200","300.0"]
["Drinking Water","EPA 300.1","Chlorate","1570","10275602","300.1"]
["Drinking Water","EPA 505","Chlordane (tech.)","7250","10083406","505"]
["Drinking Water","EPA 508","Chlordane (tech.)","7250","10085208","508"]
["Drinking Water","EPA 508.1 ","Chlordane (tech.)","7250","10086405","508.1"]
["Drinking Water","EPA 525.2 ","Chlordane (tech.)","7250","10090003","525.2"]
["Drinking Water","EPA 525.3 ","Chlordane (tech.)","7250","10287500","525.3"]
["Drinking Water","EPA 300.0","Chloride","1575","10053200","300.0"]
["Drinking Water","EPA 300.1","Chloride","1575","10275602","300.1"]
["Drinking Water","SM 4110 B","Chloride","1575","20076602","4110B"]
["Drinking Water","SM 4110 B","Chloride","1575","20076806","4110B"]
["Drinking Water","SM 4110 B","Chloride","1575","20076828","4110B"]
["Drinking Water","SM 4110 B","Chloride","1575","20076840","4110B"]
["Drinking Water","SM 4110 B-2000","Chloride","1575","20076908","4110B"]
["Drinking Water","SM 4500-Cl¯ B","Chloride","1575","20084406","4500CL-B"]
["Drinking Water","SM 4500-Cl¯ B","Chloride","1575","20084417","4500CL-B"]
["Drinking Water","SM 4500-Cl¯ B","Chloride","1575","20084451","4500CL-B"]
["Drinking Water","SM 4500-Cl¯ B","Chloride","1575","20084508","4500CL-B"]
["Drinking Water","SM 4500-Cl¯ B-1997","Chloride","1575","20084600","4500CL-B"]
["Drinking Water","SM 4500-Cl¯ D","Chloride","1575","20085409","4500CL-D"]
["Drinking Water","SM 4500-Cl¯ D","Chloride","1575","20085578","4500CL-D"]
["Drinking Water","SM 4500-Cl¯ D","Chloride","1575","20085603","4500CL-D"]
["Drinking Water","SM 4500-Cl¯ D","Chloride","1575","20085614","4500CL-D"]
["Drinking Water","SM 4500-Cl¯ D-1997","Chloride","1575","20085807","4500CL-D"]
["Drinking Water","SM 4500-ClO2 D","Chlorine Dioxide","1590","20088806","4500CLO2-D"]
["Drinking Water","SM 4500-ClO2 E","Chlorine Dioxide","1590","20088873","4500CLO2-E"]
["Drinking Water","SM 4500-ClO2 E","Chlorine Dioxide","1590","20088884","4500CLO2-E"]
["Drinking Water","SM 4500-ClO2 E","Chlorine Dioxide","1590","20090806","4500CLO2-E"]
["Drinking Water","SM 4500-ClO2 E-2000","Chlorine Dioxide","1590","20091014","4500CLO2-E"]
["Drinking Water","EPA 300.0","Chlorite","1595","10053200","300.0"]
["Drinking Water","EPA 300.1","Chlorite","1595","10275602","300.1"]
["Drinking Water","EPA 552.2","Chloroacetic acid","9336","10095804","552.2"]
["Drinking Water","EPA 552.3","Chloroacetic acid","9336","10239608","552.3"]
["Drinking Water","SM 6251 B","Chloroacetic acid","9336","20149002","6251B"]
["Drinking Water","SM 6251 B","Chloroacetic acid","9336","20149013","6251B"]
["Drinking Water","SM 6251 B","Chloroacetic acid","9336","20149035","6251B"]
["Drinking Water","SM 6251 B-2007","Chloroacetic acid","9336","20149217","6251B"]
["Drinking Water","EPA 502.2","Chlorobenzene","4475","10082209","502.2"]
["Drinking Water","EPA 524.2","Chlorobenzene","4475","10088809","524.2"]
["Drinking Water","EPA 524.3","Chlorobenzene","4475","10089302","524.3"]
["Drinking Water","EPA 524.4","Chlorobenzene","4475","10089335","524.4"]
["Drinking Water","EPA 502.2","Chlorodibromomethane","4575","10082209","502.2"]
["Drinking Water","EPA 524.2","Chlorodibromomethane","4575","10088809","524.2"]
["Drinking Water","EPA 524.3","Chlorodibromomethane","4575","10089302","524.3"]
["Drinking Water","EPA 551.1","Chlorodibromomethane","4575","10094801","551.1"]
["Drinking Water","EPA 502.2","Chloroform","4505","10082209","502.2"]
["Drinking Water","EPA 524.2","Chloroform","4505","10088809","524.2"]
["Drinking Water","EPA 524.3","Chloroform","4505","10089302","524.3"]
["Drinking Water","EPA 524.4","Chloroform","4505","10089335","524.4"]
["Drinking Water","EPA 551.1","Chloroform","4505","10094801","551.1"]
["Drinking Water","EPA 200.5","Chromium (Total)","1040","10213975","200.5"]
["Drinking Water","EPA 200.7","Chromium (Total)","1040","10013806","200.7"]
["Drinking Water","EPA 200.8","Chromium (Total)","1040","10014605","200.8"]
["Drinking Water","EPA 200.9","Chromium (Total)","1040","10135404","200.9"]
["Drinking Water","SM 3113 B","Chromium (Total)","1040","20058804","3113B"]
["Drinking Water","SM 3113 B","Chromium (Total)","1040","20058815","3113B"]
["Drinking Water","SM 3113 B","Chromium (Total)","1040","20058826","3113B"]
["Drinking Water","SM 3113 B-1999","Chromium (Total)","1040","20059103","3113B"]
["Drinking Water","SM 3113 B-2004","Chromium (Total)","1040","20058837","3113B"]
["Drinking Water","SM 3113 B-2010","Chromium (Total)","1040","20058859","3113B"]
["Drinking Water","SM 3120 B","Chromium (Total)","1040","20060804","3120B"]
["Drinking Water","SM 3120 B","Chromium (Total)","1040","20061012","3120B"]
["Drinking Water","SM 3120 B","Chromium (Total)","1040","20061013","3120B"]
["Drinking Water","SM 3120 B","Chromium (Total)","1040","20061056","3120B"]
["Drinking Water","SM 3120 B-1999","Chromium (Total)","1040","20061216","3120B"]
["Drinking Water","EPA 502.2","cis-1,2-Dichloroethylene","4645","10082209","502.2"]
["Drinking Water","EPA 524.2","cis-1,2-Dichloroethylene","4645","10088809","524.2"]
["Drinking Water","EPA 524.3","cis-1,2-Dichloroethylene","4645","10089302","524.3"]
["Drinking Water","EPA 524.4","cis-1,2-Dichloroethylene","4645","10089335","524.4"]
["Drinking Water","ASTM D5174-97","Combined Uranium","1184","30031608","D5174-97"]
["Drinking Water","EPA 200.8","Combined Uranium","1184","10014605","200.8"]
["Drinking Water","EPA 908.0 (GPC)","Combined Uranium","1184","10245202","908.0"]
["Drinking Water","EPA 908.0 (SC)","Combined Uranium","1184","10245406","908.0"]
["Drinking Water","EPA 908.1","Combined Uranium","1184","10310608","908.1"]
["Drinking Water","SM 7500-U B","Combined Uranium","1184","20176801","7500-UB"]
["Drinking Water","SM 7500-U C","Combined Uranium","1184","20177600","7500-UC"]
["Drinking Water","SM 7500-U C","Combined Uranium","1184","20177804","7500-UC"]
["Drinking Water","SM 7500-U C","Combined Uranium","1184","20177815","7500-UC"]
["Drinking Water","SM 7500-U C","Combined Uranium","1184","20177837","7500-UC"]
["Drinking Water","SM 7500-U C-2000","Combined Uranium","1184","20178012","7500-UC"]
["Drinking Water","SM 2510 B","Conductivity","1610","20048208","2510B"]
["Drinking Water","SM 2510 B","Conductivity","1610","20048402","2510B"]
["Drinking Water","SM 2510 B","Conductivity","1610","20048413","2510B"]
["Drinking Water","SM 2510 B-1997","Conductivity","1610","20048606","2510B"]
["Drinking Water","SM 2510 B-2011","Conductivity","1610","20048617","2510B"]
["Drinking Water","EPA 200.5","Copper","1055","10213975","200.5"]
["Drinking Water","EPA 200.7","Copper","1055","10013806","200.7"]
["Drinking Water","EPA 200.8","Copper","1055","10014605","200.8"]
["Drinking Water","EPA 200.9","Copper","1055","10135404","200.9"]
["Drinking Water","HACH 10272","Copper","1055","60005790","HACH 10272"]
["Drinking Water","HACH 8026","Copper","1055","60003556","HACH 8026"]
["Drinking Water","SM 3111 B","Copper","1055","20055203","3111B"]
["Drinking Water","SM 3111 B","Copper","1055","20055214","3111B"]
["Drinking Water","SM 3111 B","Copper","1055","20055236","3111B"]
["Drinking Water","SM 3111 B-1999","Copper","1055","20055418","3111B"]
["Drinking Water","SM 3113 B","Copper","1055","20058804","3113B"]
["Drinking Water","SM 3113 B","Copper","1055","20058815","3113B"]
["Drinking Water","SM 3113 B","Copper","1055","20058826","3113B"]
["Drinking Water","SM 3113 B-1999","Copper","1055","20059103","3113B"]
["Drinking Water","SM 3113 B-2004","Copper","1055","20058837","3113B"]
["Drinking Water","SM 3113 B-2010","Copper","1055","20058859","3113B"]
["Drinking Water","SM 3120 B","Copper","1055","20060804","3120B"]
["Drinking Water","SM 3120 B","Copper","1055","20061012","3120B"]
["Drinking Water","SM 3120 B","Copper","1055","20061013","3120B"]
["Drinking Water","SM 3120 B","Copper","1055","20061056","3120B"]
["Drinking Water","SM 3120 B-1999","Copper","1055","20061216","3120B"]
["Drinking Water","SM 3120 B-1999","Copper","1055","20068859","3120B"]
["Drinking Water","SM 2330 B","Corrosivity","1615","20003376","2330B"]
["Drinking Water","EPA 515.1","Dalapon","8555","10087408","515.1"]
["Drinking Water","EPA 515.3","Dalapon","8555","10088401","515.3"]
["Drinking Water","EPA 515.4","Dalapon","8555","10088503","515.4"]
["Drinking Water","EPA 552.1","Dalapon","8555","10095406","552.1"]
["Drinking Water","EPA 552.2","Dalapon","8555","10095804","552.2"]
["Drinking Water","EPA 552.3","Dalapon","8555","10239608","552.3"]
["Drinking Water","SM 6610 B","Dalapon","8555","20030926","6610"]
["Drinking Water","SM 6610 B","Dalapon","8555","20030937","6610"]
["Drinking Water","SM 6610 B-2004","Dalapon","8555","20152414","6610"]
["Drinking Water","EPA 506","Di(2-ethylhexyl) phthalate   (bis(2-Ethylhexyl)phthalate, DEHP)","6065","10084001","506"]
["Drinking Water","EPA 525.2 ","Di(2-ethylhexyl) phthalate   (bis(2-Ethylhexyl)phthalate, DEHP)","6065","10090003","525.2"]
["Drinking Water","EPA 525.3 ","Di(2-ethylhexyl) phthalate   (bis(2-Ethylhexyl)phthalate, DEHP)","6065","10287500","525.3"]
["Drinking Water","EPA 506","Di(2-ethylhexyl)adipate","6062","10084001","506"]
["Drinking Water","EPA 525.2 ","Di(2-ethylhexyl)adipate","6062","10090003","525.2"]
["Drinking Water","EPA 525.3 ","Di(2-ethylhexyl)adipate","6062","10287500","525.3"]
["Drinking Water","EPA 552.2","Dibromoacetic acid","9357","10095804","552.2"]
["Drinking Water","EPA 552.3","Dibromoacetic acid","9357","10239608","552.3"]
["Drinking Water","SM 6251 B","Dibromoacetic acid","9357","20149002","6251B"]
["Drinking Water","SM 6251 B","Dibromoacetic acid","9357","20149013","6251B"]
["Drinking Water","SM 6251 B","Dibromoacetic acid","9357","20149035","6251B"]
["Drinking Water","SM 6251 B-2007","Dibromoacetic acid","9357","20149217","6251B"]
["Drinking Water","EPA 552.2","Dichloroacetic acid","9360","10095804","552.2"]
["Drinking Water","EPA 552.3","Dichloroacetic acid","9360","10239608","552.3"]
["Drinking Water","SM 6251 B","Dichloroacetic acid","9360","20149002","6251B"]
["Drinking Water","SM 6251 B","Dichloroacetic acid","9360","20149013","6251B"]
["Drinking Water","SM 6251 B","Dichloroacetic acid","9360","20149035","6251B"]
["Drinking Water","SM 6251 B-2007","Dichloroacetic acid","9360","20149217","6251B"]
["Drinking Water","EPA 515.1","Dinoseb (2-sec-butyl-4,6-dinitrophenol, DNBP)","8620","10087408","515.1"]
["Drinking Water","EPA 515.2","Dinoseb (2-sec-butyl-4,6-dinitrophenol, DNBP)","8620","10087806","515.2"]
["Drinking Water","EPA 515.3","Dinoseb (2-sec-butyl-4,6-dinitrophenol, DNBP)","8620","10088401","515.3"]
["Drinking Water","EPA 515.4","Dinoseb (2-sec-butyl-4,6-dinitrophenol, DNBP)","8620","10088503","515.4"]
["Drinking Water","EPA 555","Dinoseb (2-sec-butyl-4,6-dinitrophenol, DNBP)","8620","10096807","555"]
["Drinking Water","SM 6610 B","Dinoseb (2-sec-butyl-4,6-dinitrophenol, DNBP)","8620","20030926","6610"]
["Drinking Water","SM 6610 B","Dinoseb (2-sec-butyl-4,6-dinitrophenol, DNBP)","8620","20030937","6610"]
["Drinking Water","SM 6610 B-2004","Dinoseb (2-sec-butyl-4,6-dinitrophenol, DNBP)","8620","20152414","6610"]
["Drinking Water","EPA 549.2","Diquat","9390","10093400","549.2"]
["Drinking Water","EPA 415.3","Dissolved Organic Carbon (DOC)","1710","10239222","415.3"]
["Drinking Water","SM 5310 B","Dissolved Organic Carbon (DOC)","1710","20137604","5310B"]
["Drinking Water","SM 5310 B","Dissolved Organic Carbon (DOC)","1710","20137615","5310B"]
["Drinking Water","SM 5310 B","Dissolved Organic Carbon (DOC)","1710","20137637","5310B"]
["Drinking Water","SM 5310 B-2000","Dissolved Organic Carbon (DOC)","1710","20137819","5310B"]
["Drinking Water","SM 5310 C","Dissolved Organic Carbon (DOC)","1710","20138607","5310C"]
["Drinking Water","SM 5310 C","Dissolved Organic Carbon (DOC)","1710","20138618","5310C"]
["Drinking Water","SM 5310 C","Dissolved Organic Carbon (DOC)","1710","20138630","5310C"]
["Drinking Water","SM 5310 C -2000","Dissolved Organic Carbon (DOC)","1710","20138812","5310C"]
["Drinking Water","SM 5310 C-2014","Dissolved Organic Carbon (DOC)","1710","20138834","5310C"]
["Drinking Water","SM 5310 D","Dissolved Organic Carbon (DOC)","1710","20139406","5310D"]
["Drinking Water","SM 5310 D","Dissolved Organic Carbon (DOC)","1710","20139600","5310D"]
["Drinking Water","SM 5310 D","Dissolved Organic Carbon (DOC)","1710","20139611","5310D"]
["Drinking Water","SM 5310 D -2000","Dissolved Organic Carbon (DOC)","1710","20139815","5310D"]
["Drinking Water","Colitag ","E. coli","2525","60030004","COLITAG"]
["Drinking Water","Modified Colitag ","E. coli","2525","60032306","COLITAG"]
["Drinking Water","Readycult","E. coli","2525","60032408","READYCULT"]
["Drinking Water","SM 9221 B","E. coli","2525","20185802","9221B-10"]
["Drinking Water","SM 9221 B","E. coli","2525","20186009","9221B-10"]
["Drinking Water","SM 9221 B plus F","E. coli","2525","20191291","NA"]
["Drinking Water","SM 9221 B-2006","E. coli","2525","20191257","9221B-10"]
["Drinking Water","SM 9221 F.1-2006-MF","E. coli","2525","20197459","9221F-MF"]
["Drinking Water","SM 9221 F.1-2006-PA","E. coli","2525","20197459-PA","9221F-PA"]
["Drinking Water","SM 9221 F.1-MF","E. coli","2525","20197437","9221F-MF"]
["Drinking Water","SM 9221 F.1-MF","E. coli","2525","20197460","9221F-MF"]
["Drinking Water","SM 9221 F.1-PA","E. coli","2525","20197437-PA","9221F-PA"]
["Drinking Water","SM 9221 F.1-PA","E. coli","2525","20197460-PA","9221F-PA"]
["Drinking Water","SM 9223 B (Colilert Quanti-Tray)","E. coli","2525","20211205","9223B-QT"]
["Drinking Water","SM 9223 B (Colilert Quanti-Tray)","E. coli","2525","20211409","9223B-QT"]
["Drinking Water","SM 9223 B (Colilert Quanti-Tray)-1997","E. coli","2525","20211603","9223B-QT"]
["Drinking Water","SM 9223 B (Colilert Quanti-Tray)-2004","E. coli","2525","20211614","9223B-QT"]
["Drinking Water","SM 9223 B (Colilert Quanti-Tray)-2016","E. coli","2525","20211647","9223B-QT"]
["Drinking Water","SM 9223 B (Colilert)","E. coli","2525","20212208","9223B-PA"]
["Drinking Water","SM 9223 B (Colilert)","E. coli","2525","20212402","9223B-PA"]
["Drinking Water","SM 9223 B (Colilert)","E. coli","2525","20212413","9223B-PA"]
["Drinking Water","SM 9223 B (Colilert)","E. coli","2525","20214442","9223B-PA"]
["Drinking Water","SM 9223 B (Colilert)-1997","E. coli","2525","20212606","9223B-PA"]
["Drinking Water","SM 9223 B (Colilert)-2004","E. coli","2525","20212628","9223B-PA"]
["Drinking Water","SM 9223 B (Colilert)-2016","E. coli","2525","20214453","9223B-PA"]
["Drinking Water","SM 9223 B (Colilert-18 Quanti-Tray)","E. coli","2525","20213201","9223B-18QT"]
["Drinking Water","SM 9223 B (Colilert-18 Quanti-Tray)","E. coli","2525","20213405","9223B-18QT"]
["Drinking Water","SM 9223 B (Colilert-18 Quanti-Tray)-1997","E. coli","2525","20213609","9223B-18QT"]
["Drinking Water","SM 9223 B (Colilert-18 Quanti-Tray)-2004","E. coli","2525","20213610","9223B-18QT"]
["Drinking Water","SM 9223 B (Colilert-18 Quanti-Tray)-2016","E. coli","2525","20213632","9223B-18QT"]
["Drinking Water","SM 9223 B (Colilert-18)","E. coli","2525","20214408","9223B-18PA"]
["Drinking Water","SM 9223 B (Colilert-18)","E. coli","2525","20214419","9223B-18PA"]
["Drinking Water","SM 9223 B (Colilert-18)","E. coli","2525","20214431","9223B-18PA"]
["Drinking Water","SM 9223 B (Colilert-18)-1997","E. coli","2525","20214602","9223B-18PA"]
["Drinking Water","SM 9223 B (Colilert-18)-2004","E. coli","2525","20214624","9223B-18PA"]
["Drinking Water","SM 9223 B (Colilert-18)-2016","E. coli","2525","20214475","9223B-18PA"]
["Drinking Water","SM 9223 B (Colisure QT)","E. coli","2525","60029803","COLISURE-QT"]
["Drinking Water","SM 9223 B (Colisure)","E. coli","2525","20229930","COLISURE-PA"]
["Drinking Water","SM 9223 B (Colisure)","E. coli","2525","20231601","COLISURE-PA"]
["Drinking Water","SM 9223 B (Colisure)","E. coli","2525","20231612","COLISURE-PA"]
["Drinking Water","SM 9223 B (Colisure)","E. coli","2525","20231634","COLISURE-PA"]
["Drinking Water","SM 9223 B (Colisure)-1997","E. coli","2525","20231805","COLISURE-PA"]
["Drinking Water","SM 9223 B (Colisure)-2004","E. coli","2525","20231827","COLISURE-PA"]
["Drinking Water","SM 9223 B-1997 (Multi-tube)","E. coli","2525","20037676","9223B-10"]
["Drinking Water","SM 9223 B-2004 (Multi-tube)","E. coli","2525","20037687","9223B-10"]
["Drinking Water","EPA 548.1","Endothall","7525","10092805","548.1"]
["Drinking Water","EPA 505","Endrin","7540","10083406","505"]
["Drinking Water","EPA 508","Endrin","7540","10085208","508"]
["Drinking Water","EPA 508.1 ","Endrin","7540","10086405","508.1"]
["Drinking Water","EPA 525.2 ","Endrin","7540","10090003","525.2"]
["Drinking Water","EPA 525.3 ","Endrin","7540","10287500","525.3"]
["Drinking Water","EPA 551.1","Endrin","7540","10094801","551.1"]
["Drinking Water","IDEXX Enterolert","Enterococci","2520","60030208","ENTEROLERT"]
["Drinking Water","SM 9230 D","Enterococci","2520","20219685","9230D"]
["Drinking Water","EPA 502.2","Ethylbenzene","4765","10082209","502.2"]
["Drinking Water","EPA 524.2","Ethylbenzene","4765","10088809","524.2"]
["Drinking Water","EPA 524.3","Ethylbenzene","4765","10089302","524.3"]
["Drinking Water","EPA 524.4","Ethylbenzene","4765","10089335","524.4"]
["Drinking Water","ASTM D1179-04B","Fluoride","1730","30005426","D1179-93B"]
["Drinking Water","EPA 300.0","Fluoride","1730","10053200","300.0"]
["Drinking Water","EPA 300.1","Fluoride","1730","10275602","300.1"]
["Drinking Water","HACH 10225","Fluoride","1730","60005621","HACH 10225"]
["Drinking Water","SM 4110 B","Fluoride","1730","20076602","4110B"]
["Drinking Water","SM 4110 B","Fluoride","1730","20076806","4110B"]
["Drinking Water","SM 4110 B","Fluoride","1730","20076828","4110B"]
["Drinking Water","SM 4110 B","Fluoride","1730","20076840","4110B"]
["Drinking Water","SM 4110 B-2000","Fluoride","1730","20076908","4110B"]
["Drinking Water","SM 4500-F¯ C","Fluoride","1730","20102005","4500F-C"]
["Drinking Water","SM 4500-F¯ C","Fluoride","1730","20102209","4500F-C"]
["Drinking Water","SM 4500-F¯ C","Fluoride","1730","20102210","4500F-C"]
["Drinking Water","SM 4500-F¯ C","Fluoride","1730","20102232","4500F-C"]
["Drinking Water","SM 4500-F¯ C-1997","Fluoride","1730","20102403","4500F-C"]
["Drinking Water","SM 4500-F¯ D","Fluoride","1730","20100302","4500F-D"]
["Drinking Water","SM 4500-F¯ D","Fluoride","1730","20103008","4500F-D"]
["Drinking Water","SM 4500-F¯ D","Fluoride","1730","20103213","4500F-D"]
["Drinking Water","SM 4500-F¯ D","Fluoride","1730","20103235","4500F-D"]
["Drinking Water","SM 4500-F¯ D-1997","Fluoride","1730","20103406","4500F-D"]
["Drinking Water","SM 4500-F¯ E","Fluoride","1730","20104001","4500F-E"]
["Drinking Water","SM 4500-F¯ E","Fluoride","1730","20104205","4500F-E"]
["Drinking Water","SM 4500-F¯ E","Fluoride","1730","20104216","4500F-E"]
["Drinking Water","SM 4500-F¯ E","Fluoride","1730","20104238","4500F-E"]
["Drinking Water","SM 4500-F¯ E-1997","Fluoride","1730","20104409","4500F-E"]
["Drinking Water","SM 5540 C","Foaming agents","1735","20144609","5540C"]
["Drinking Water","SM 5540 C","Foaming agents","1735","20144803","5540C"]
["Drinking Water","SM 5540 C","Foaming agents","1735","20144814","5540C"]
["Drinking Water","SM 5540 C","Foaming agents","1735","20144836","5540C"]
["Drinking Water","SM 5540 C-2000","Foaming agents","1735","20145055","5540C"]
["Drinking Water","EPA 505","gamma-BHC (Lindane, gamma-Hexachlorocyclohexane)","7120","10083406","505"]
["Drinking Water","EPA 508","gamma-BHC (Lindane, gamma-Hexachlorocyclohexane)","7120","10085208","508"]
["Drinking Water","EPA 508.1 ","gamma-BHC (Lindane, gamma-Hexachlorocyclohexane)","7120","10086405","508.1"]
["Drinking Water","EPA 525.2 ","gamma-BHC (Lindane, gamma-Hexachlorocyclohexane)","7120","10090003","525.2"]
["Drinking Water","EPA 525.3 ","gamma-BHC (Lindane, gamma-Hexachlorocyclohexane)","7120","10287500","525.3"]
["Drinking Water","EPA 551.1","gamma-BHC (Lindane, gamma-Hexachlorocyclohexane)","7120","10094801","551.1"]
["Drinking Water","EPA 547","Glyphosate","9411","10092009","547"]
["Drinking Water","900.0(also requires D5174-97)","Gross alpha excluding radon & uranium","2833","10308200***","900.0/D5174-"]
["Drinking Water","EPA 00-02 (GPC)   (also requires 200.8)","Gross alpha excluding radon & uranium","2833","10234409*","00-02/200.8"]
["Drinking Water","EPA 900.0 (also requires 7500-U C)","Gross alpha excluding radon & uranium","2833","10308200****","900.0"]
["Drinking Water","EPA 900.0(also requires 200.8)","Gross alpha excluding radon & uranium","2833","10308200*","900.0/200.8"]
["Drinking Water","EPA 900.0(also requires 908.0)","Gross alpha excluding radon & uranium","2833","10308200**","900.0/908.0"]
["Drinking Water","SM 7110 B (GPC)(also requires 200.8)","Gross alpha excluding radon & uranium","2833","20156609*","7110B/200.8"]
["Drinking Water","SM 7110 B (GPC)(also requires 200.8)","Gross alpha excluding radon & uranium","2833","20156803*","7110B/200.8"]
["Drinking Water","SM 7110 B (GPC)(also requires 200.8)","Gross alpha excluding radon & uranium","2833","20156814*","7110B/200.8"]
["Drinking Water","SM 7110 B (GPC)(also requires 200.8)","Gross alpha excluding radon & uranium","2833","20156836*","7110B/200.8"]
["Drinking Water","SM 7110 B (SC) (also requires 200.8)","Gross alpha excluding radon & uranium","2833","20155037*","7110B/200.8"]
["Drinking Water","SM 7110 B (SC)(also requires 200.8)","Gross alpha excluding radon & uranium","2833","20155066*","7110B/200.8"]
["Drinking Water","SM 7110 B (SC)(also requires 200.8)","Gross alpha excluding radon & uranium","2833","20155071*","7110B/200.8"]
["Drinking Water","SM 7110 B (SC)(also requires 200.8)","Gross alpha excluding radon & uranium","2833","20157044*","7110B/200.8"]
["Drinking Water","SM 7110 B-2000 (GPC)(also requires 200.8)","Gross alpha excluding radon & uranium","2833","20157055*","7110B/200.8"]
["Drinking Water","SM 7110 C (GPC) (Also requires ASTM D5174-97)","Gross alpha excluding radon & uranium","2833","20158810***","7110C/D5174-"]
["Drinking Water","SM 7110 C (GPC)(also requires 200.8)","Gross alpha excluding radon & uranium","2833","20158605*","7110C/200.8"]
["Drinking Water","SM 7110 C (GPC)(also requires 200.8)","Gross alpha excluding radon & uranium","2833","20158809*","7110C/200.8"]
["Drinking Water","SM 7110 C (GPC)(also requires 200.8)","Gross alpha excluding radon & uranium","2833","20158810*","7110C/200.8"]
["Drinking Water","SM 7110 C (GPC)(also requires 908.0)","Gross alpha excluding radon & uranium","2833","20158605**","7110C/908.0"]
["Drinking Water","SM 7110 C (GPC)(also requires 908.0)","Gross alpha excluding radon & uranium","2833","20158809**","7110C/908.0"]
["Drinking Water","SM 7110 C (GPC)(also requires 908.0)","Gross alpha excluding radon & uranium","2833","20158810**","7110C/908.0"]
["Drinking Water","SM 7110 C (GPC)-2000(also requires 908.0)","Gross alpha excluding radon & uranium","2833","20159028*","7110C/908.0"]
["Drinking Water","EPA 00-02 (GPC)","Gross alpha including radon and U","2830","10234409","00-02"]
["Drinking Water","EPA 900.0","Gross alpha including radon and U","2830","10308200","900.0"]
["Drinking Water","SM 7110 B (GPC)","Gross alpha including radon and U","2830","20156609","7110B"]
["Drinking Water","SM 7110 B (GPC)","Gross alpha including radon and U","2830","20156803","7110B"]
["Drinking Water","SM 7110 B (GPC)","Gross alpha including radon and U","2830","20156814","7110B"]
["Drinking Water","SM 7110 B (GPC)","Gross alpha including radon and U","2830","20156836","7110B"]
["Drinking Water","SM 7110 B (SC)","Gross alpha including radon and U","2830","20155037","7110B"]
["Drinking Water","SM 7110 B (SC)","Gross alpha including radon and U","2830","20155066","7110B"]
["Drinking Water","SM 7110 B (SC)","Gross alpha including radon and U","2830","20155071","7110B"]
["Drinking Water","SM 7110 B (SC)","Gross alpha including radon and U","2830","20157044","7110B"]
["Drinking Water","SM 7110 B-2000 (GPC)","Gross alpha including radon and U","2830","20157055","7110B"]
["Drinking Water","SM 7110 C (GPC)","Gross alpha including radon and U","2830","20158605","7110C"]
["Drinking Water","SM 7110 C (GPC)","Gross alpha including radon and U","2830","20158809","7110C"]
["Drinking Water","SM 7110 C (GPC)","Gross alpha including radon and U","2830","20158810","7110C"]
["Drinking Water","SM 7110 C (GPC)-2000","Gross alpha including radon and U","2830","20159028","7110C"]
["Drinking Water","SM 7110-2000 B (SC)","Gross alpha including radon and U","2830","20157011","7110B"]
["Drinking Water","EPA 900.0","Gross Beta Particle Activity","2840","10308200","900.0"]
["Drinking Water","SM 7110 B (GPC)","Gross Beta Particle Activity","2840","20156609","7110B"]
["Drinking Water","SM 7110 B (GPC)","Gross Beta Particle Activity","2840","20156803","7110B"]
["Drinking Water","SM 7110 B (GPC)","Gross Beta Particle Activity","2840","20156814","7110B"]
["Drinking Water","SM 7110 B (GPC)","Gross Beta Particle Activity","2840","20156836","7110B"]
["Drinking Water","SM 7110 B (SC)","Gross Beta Particle Activity","2840","20155037","7110B"]
["Drinking Water","SM 7110 B (SC)","Gross Beta Particle Activity","2840","20155066","7110B"]
["Drinking Water","SM 7110 B (SC)","Gross Beta Particle Activity","2840","20155071","7110B"]
["Drinking Water","SM 7110 B (SC)","Gross Beta Particle Activity","2840","20157044","7110B"]
["Drinking Water","SM 7110 B-2000 (GPC)","Gross Beta Particle Activity","2840","20157055","7110B"]
["Drinking Water","EPA 505","Heptachlor","7685","10083406","505"]
["Drinking Water","EPA 508","Heptachlor","7685","10085208","508"]
["Drinking Water","EPA 508.1 ","Heptachlor","7685","10086405","508.1"]
["Drinking Water","EPA 525.2 ","Heptachlor","7685","10090003","525.2"]
["Drinking Water","EPA 525.3 ","Heptachlor","7685","10287500","525.3"]
["Drinking Water","EPA 551.1","Heptachlor","7685","10094801","551.1"]
["Drinking Water","EPA 505","Heptachlor epoxide","7690","10083406","505"]
["Drinking Water","EPA 508","Heptachlor epoxide","7690","10085208","508"]
["Drinking Water","EPA 508.1 ","Heptachlor epoxide","7690","10086405","508.1"]
["Drinking Water","EPA 525.2 ","Heptachlor epoxide","7690","10090003","525.2"]
["Drinking Water","EPA 525.3 ","Heptachlor epoxide","7690","10287500","525.3"]
["Drinking Water","EPA 551.1","Heptachlor epoxide","7690","10094801","551.1"]
["Drinking Water","EPA 505","Hexachlorobenzene","6275","10083406","505"]
["Drinking Water","EPA 508","Hexachlorobenzene","6275","10085208","508"]
["Drinking Water","EPA 508.1 ","Hexachlorobenzene","6275","10086405","508.1"]
["Drinking Water","EPA 525.2 ","Hexachlorobenzene","6275","10090003","525.2"]
["Drinking Water","EPA 525.3 ","Hexachlorobenzene","6275","10287500","525.3"]
["Drinking Water","EPA 551.1","Hexachlorobenzene","6275","10094801","551.1"]
["Drinking Water","EPA 505","Hexachlorocyclopentadiene","6285","10083406","505"]
["Drinking Water","EPA 508","Hexachlorocyclopentadiene","6285","10085208","508"]
["Drinking Water","EPA 508.1 ","Hexachlorocyclopentadiene","6285","10086405","508.1"]
["Drinking Water","EPA 525.2 ","Hexachlorocyclopentadiene","6285","10090003","525.2"]
["Drinking Water","EPA 525.3 ","Hexachlorocyclopentadiene","6285","10287500","525.3"]
["Drinking Water","EPA 551.1","Hexachlorocyclopentadiene","6285","10094801","551.1"]
["Drinking Water","EPA 533","Hexafluoropropylene oxide dimer acid (HFPO-DA)","9460","10091619","533"]
["Drinking Water","EPA 537.1 R2","Hexafluoropropylene oxide dimer acid (HFPO-DA)","9460","10091595","537.1"]
["Drinking Water"," SimPlate (IDEXX)","HPC","2555","60032602","9215B-INDEXX SIMPLATE"]
["Drinking Water","SM 9215 B","HPC","2555","20179811","9215B"]
["Drinking Water","SM 9215 B","HPC","2555","20179833","9215B"]
["Drinking Water","SM 9215 B (NWRI)","HPC","2555","20180205","9215B"]
["Drinking Water","SM 9215 B (NWRI)","HPC","2555","20180409","9215B"]
["Drinking Water","SM 9215 B (NWRI)","HPC","2555","20180454","9215B"]
["Drinking Water","SM 9215 B (NWRI)-2004","HPC","2555","20180658","9215B"]
["Drinking Water","SM 9215 B (PCA)","HPC","2555","20180147","9215B"]
["Drinking Water","SM 9215 B (PCA)","HPC","2555","20181208","9215B"]
["Drinking Water","SM 9215 B (PCA)","HPC","2555","20181402","9215B"]
["Drinking Water","SM 9215 B (PCA)-2004","HPC","2555","20181617","9215B"]
["Drinking Water","SM 9215 B (R2A)","HPC","2555","20182201","9215B"]
["Drinking Water","SM 9215 B (R2A)","HPC","2555","20182405","9215B"]
["Drinking Water","SM 9215 B (R2A)","HPC","2555","20182450","9215B"]
["Drinking Water","SM 9215 B (R2A)-2004","HPC","2555","20182654","9215B"]
["Drinking Water","EPA 901.1","Iodine-131","2875","10308608","901.1"]
["Drinking Water","EPA 902.0","Iodine-131","2875","10309203","902"]
["Drinking Water","SM 7500-I B (GPC)","Iodine-131","2875","20164209","7500-IB"]
["Drinking Water","SM 7500-I B (GPC)","Iodine-131","2875","20164403","7500-IB"]
["Drinking Water","SM 7500-I B (GPC)","Iodine-131","2875","20164414","7500-IB"]
["Drinking Water","SM 7500-I B (GPC)","Iodine-131","2875","20165202","7500-IB"]
["Drinking Water","SM 7500-I B (GS)","Iodine-131","2875","20165406","7500-IB"]
["Drinking Water","SM 7500-I B (GS)","Iodine-131","2875","20165417","7500-IB"]
["Drinking Water","SM 7500-I B (GS)","Iodine-131","2875","20165815","7500-IB"]
["Drinking Water","SM 7500-I B (SC)","Iodine-131","2875","20165644","7500-IB"]
["Drinking Water","SM 7500-I C (GPC)","Iodine-131","2875","\t20166432","7500-IC"]
["Drinking Water","EPA 200.5","Iron","1070","10213975","200.5"]
["Drinking Water","EPA 200.7","Iron","1070","10013806","200.7"]
["Drinking Water","EPA 200.8","Iron","1070","10014605","200.8"]
["Drinking Water","EPA 200.9","Iron","1070","10135404","200.9"]
["Drinking Water","SM 3111 B","Iron","1070","20055203","3111B"]
["Drinking Water","SM 3111 B","Iron","1070","20055214","3111B"]
["Drinking Water","SM 3111 B","Iron","1070","20055236","3111B"]
["Drinking Water","SM 3111 B-1999","Iron","1070","20055418","3111B"]
["Drinking Water","SM 3113 B","Iron","1070","20058804","3113B"]
["Drinking Water","SM 3113 B","Iron","1070","20058815","3113B"]
["Drinking Water","SM 3113 B","Iron","1070","20058826","3113B"]
["Drinking Water","SM 3113 B-1999","Iron","1070","20059103","3113B"]
["Drinking Water","SM 3113 B-2004","Iron","1070","20058837","3113B"]
["Drinking Water","SM 3113 B-2010","Iron","1070","20058859","3113B"]
["Drinking Water","SM 3120 B","Iron","1070","20060804","3120B"]
["Drinking Water","SM 3120 B","Iron","1070","20061012","3120B"]
["Drinking Water","SM 3120 B","Iron","1070","20061013","3120B"]
["Drinking Water","SM 3120 B","Iron","1070","20061056","3120B"]
["Drinking Water","SM 3120 B-1999","Iron","1070","20061216","3120B"]
["Drinking Water","EPA 200.5","Lead","1075","10213975","200.5"]
["Drinking Water","EPA 200.8","Lead","1075","10014605","200.8"]
["Drinking Water","EPA 200.9","Lead","1075","10135404","200.9"]
["Drinking Water","SM 3113 B","Lead","1075","20058804","3113B"]
["Drinking Water","SM 3113 B","Lead","1075","20058815","3113B"]
["Drinking Water","SM 3113 B","Lead","1075","20058826","3113B"]
["Drinking Water","SM 3113 B-1999","Lead","1075","20059103","3113B"]
["Drinking Water","SM 3113 B-2004","Lead","1075","20058837","3113B"]
["Drinking Water","SM 3113 B-2010","Lead","1075","20058859","3113B"]
["Drinking Water","ASTM D6919-09","Magnesium","1085","30032952","D6919-09"]
["Drinking Water","EPA 200.5","Magnesium","1085","10213975","200.5"]
["Drinking Water","EPA 200.7","Magnesium","1085","10013806","200.7"]
["Drinking Water","EPA 200.8","Magnesium","1085","10014605","200.8"]
["Drinking Water","SM 3111 B","Magnesium","1085","20055203","3111B"]
["Drinking Water","SM 3111 B","Magnesium","1085","20055214","3111B"]
["Drinking Water","SM 3111 B","Magnesium","1085","20055236","3111B"]
["Drinking Water","SM 3111 B-1999","Magnesium","1085","20055418","3111B"]
["Drinking Water","SM 3120 B","Magnesium","1085","20060804","3120B"]
["Drinking Water","SM 3120 B","Magnesium","1085","20061012","3120B"]
["Drinking Water","SM 3120 B","Magnesium","1085","20061013","3120B"]
["Drinking Water","SM 3120 B","Magnesium","1085","20061056","3120B"]
["Drinking Water","SM 3120 B-1999","Magnesium","1085","20061216","3120B"]
["Drinking Water","SM 3500-Mg B","Magnesium","1085","20070206","3500MG-B"]
["Drinking Water","SM 3500-Mg B","Magnesium","1085","20070400","3500MG-B"]
["Drinking Water","SM 3500-Mg B","Magnesium","1085","20070411","3500MG-B"]
["Drinking Water","SM 3500-Mg B","Magnesium","1085","20070444","3500MG-B"]
["Drinking Water","SM 3500-Mg B-1997","Magnesium","1085","20070604","3500MG-B"]
["Drinking Water","EPA 200.5","Manganese","1090","10213975","200.5"]
["Drinking Water","EPA 200.7","Manganese","1090","10013806","200.7"]
["Drinking Water","EPA 200.8","Manganese","1090","10014605","200.8"]
["Drinking Water","EPA 200.9","Manganese","1090","10135404","200.9"]
["Drinking Water","SM 3111 B","Manganese","1090","20055203","3111B"]
["Drinking Water","SM 3111 B","Manganese","1090","20055214","3111B"]
["Drinking Water","SM 3111 B","Manganese","1090","20055236","3111B"]
["Drinking Water","SM 3111 B-1999","Manganese","1090","20055418","3111B"]
["Drinking Water","SM 3113 B","Manganese","1090","20058804","3113B"]
["Drinking Water","SM 3113 B","Manganese","1090","20058815","3113B"]
["Drinking Water","SM 3113 B","Manganese","1090","20058826","3113B"]
["Drinking Water","SM 3113 B-1999","Manganese","1090","20059103","3113B"]
["Drinking Water","SM 3113 B-2004","Manganese","1090","20058837","3113B"]
["Drinking Water","SM 3113 B-2010","Manganese","1090","20058859","3113B"]
["Drinking Water","SM 3120 B","Manganese","1090","20060804","3120B"]
["Drinking Water","SM 3120 B","Manganese","1090","20061012","3120B"]
["Drinking Water","SM 3120 B","Manganese","1090","20061013","3120B"]
["Drinking Water","SM 3120 B","Manganese","1090","20061056","3120B"]
["Drinking Water","SM 3120 B-1999","Manganese","1090","20061216","3120B"]
["Drinking Water","EPA 200.8","Mercury","1095","10014605","200.8"]
["Drinking Water","EPA 245.1","Mercury","1095","10036609","245.1"]
["Drinking Water","EPA 245.2","Mercury","1095","10271406","245.2"]
["Drinking Water","SM 3112 B","Mercury","1095","20057801","3112B"]
["Drinking Water","SM 3112 B","Mercury","1095","20057823","3112B"]
["Drinking Water","SM 3112 B","Mercury","1095","20057845","3112B"]
["Drinking Water","SM 3112 B-1999","Mercury","1095","20058031","3112B"]
["Drinking Water","SM 3112 B-2009","Mercury","1095","20058019","3112B"]
["Drinking Water","EPA 505","Methoxychlor","7810","10083406","505"]
["Drinking Water","EPA 508","Methoxychlor","7810","10085208","508"]
["Drinking Water","EPA 508.1 ","Methoxychlor","7810","10086405","508.1"]
["Drinking Water","EPA 525.2 ","Methoxychlor","7810","10090003","525.2"]
["Drinking Water","EPA 525.3 ","Methoxychlor","7810","10287500","525.3"]
["Drinking Water","EPA 551.1","Methoxychlor","7810","10094801","551.1"]
["Drinking Water","EPA 524.2","Methyl tert-butyl ether (MTBE)","5000","10088809","524.2"]
["Drinking Water","EPA 502.2","Methylene chloride (Dichloromethane)","4975","10082209","502.2"]
["Drinking Water","EPA 524.2","Methylene chloride (Dichloromethane)","4975","10088809","524.2"]
["Drinking Water","EPA 524.3","Methylene chloride (Dichloromethane)","4975","10089302","524.3"]
["Drinking Water","EPA 524.4","Methylene chloride (Dichloromethane)","4975","10089335","524.4"]
["Drinking Water","EPA 200.8","Molybdenum","1100","10014605","200.8"]
["Drinking Water","EPA 537.1 R2","N-ethyl perfluorooctanesulfonamidoacetic acid (NEtFOSAA)","4846","10091595","537.1"]
["Drinking Water","EPA 537.1 R2","N-methyl perfluorooctanesulfonamidoacetic acid (NMeFOSAA)","4847","10091595","537.1"]
["Drinking Water","EPA 200.5","Nickel","1105","10213975","200.5"]
["Drinking Water","EPA 200.7","Nickel","1105","10013806","200.7"]
["Drinking Water","EPA 200.8","Nickel","1105","10014605","200.8"]
["Drinking Water","EPA 200.9","Nickel","1105","10135404","200.9"]
["Drinking Water","SM 3111 B","Nickel","1105","20055203","3111B"]
["Drinking Water","SM 3111 B","Nickel","1105","20055214","3111B"]
["Drinking Water","SM 3111 B","Nickel","1105","20055236","3111B"]
["Drinking Water","SM 3111 B-1999","Nickel","1105","20055418","3111B"]
["Drinking Water","SM 3113 B","Nickel","1105","20058804","3113B"]
["Drinking Water","SM 3113 B","Nickel","1105","20058815","3113B"]
["Drinking Water","SM 3113 B","Nickel","1105","20058826","3113B"]
["Drinking Water","SM 3113 B-1999","Nickel","1105","20059103","3113B"]
["Drinking Water","SM 3113 B-2004","Nickel","1105","20058837","3113B"]
["Drinking Water","SM 3113 B-2010","Nickel","1105","20058859","3113B"]
["Drinking Water","SM 3120 B","Nickel","1105","20060804","3120B"]
["Drinking Water","SM 3120 B","Nickel","1105","20061012","3120B"]
["Drinking Water","SM 3120 B","Nickel","1105","20061013","3120B"]
["Drinking Water","SM 3120 B","Nickel","1105","20061056","3120B"]
["Drinking Water","SM 3120 B-1999","Nickel","1105","20061216","3120B"]
["Drinking Water","EPA 300.0","Nitrate as N","1810","10053200","300.0"]
["Drinking Water","EPA 300.1","Nitrate as N","1810","10275602","300.1"]
["Drinking Water","EPA 353.2","Nitrate as N","1810","10067604","353.2"]
["Drinking Water","HACH 10206","Nitrate as N","1810","60005030","HACH10206"]
["Drinking Water","SM 4110 B","Nitrate as N","1810","20076602","4110B"]
["Drinking Water","SM 4110 B","Nitrate as N","1810","20076806","4110B"]
["Drinking Water","SM 4110 B","Nitrate as N","1810","20076828","4110B"]
["Drinking Water","SM 4110 B","Nitrate as N","1810","20076840","4110B"]
["Drinking Water","SM 4110 B-2000","Nitrate as N","1810","20076908","4110B"]
["Drinking Water","SM 4500-NO3¯ D","Nitrate as N","1810","20013819","4500NO3-D"]
["Drinking Water","SM 4500-NO3¯ D","Nitrate as N","1810","20013836","4500NO3-D"]
["Drinking Water","SM 4500-NO3¯ D","Nitrate as N","1810","20113808","4500NO3-D"]
["Drinking Water","SM 4500-NO3¯ D-2000","Nitrate as N","1810","20114107","4500NO3-D"]
["Drinking Water","SM 4500-NO3¯ E","Nitrate as N","1810","20014630","4500NO3-E"]
["Drinking Water","SM 4500-NO3¯ E","Nitrate as N","1810","20114403","4500NO3-E"]
["Drinking Water","SM 4500-NO3¯ E","Nitrate as N","1810","20114607","4500NO3-E"]
["Drinking Water","SM 4500-NO3¯ E","Nitrate as N","1810","20114618","4500NO3-E"]
["Drinking Water","SM 4500-NO3¯ E-2000","Nitrate as N","1810","20115815","4500NO3-E"]
["Drinking Water","SM 4500-NO3¯ F","Nitrate as N","1810","20116205","4500NO3-F"]
["Drinking Water","SM 4500-NO3¯ F","Nitrate as N","1810","20116409","4500NO3-F"]
["Drinking Water","SM 4500-NO3¯ F","Nitrate as N","1810","20116410","4500NO3-F"]
["Drinking Water","SM 4500-NO3¯ F","Nitrate as N","1810","20116421","4500NO3-F"]
["Drinking Water","SM 4500-NO3¯ F-2000","Nitrate as N","1810","20117617","4500NO3-F"]
["Drinking Water","EPA 300.0","Nitrite as N","1840","10053200","300.0"]
["Drinking Water","EPA 300.1","Nitrite as N","1840","10275602","300.1"]
["Drinking Water","EPA 353.2","Nitrite as N","1840","10067604","353.2"]
["Drinking Water","Hach 10207","Nitrite as N","1840","60005212","4500NO2-B"]
["Drinking Water","SM 4110 B","Nitrite as N","1840","20076602","4110B"]
["Drinking Water","SM 4110 B","Nitrite as N","1840","20076806","4110B"]
["Drinking Water","SM 4110 B","Nitrite as N","1840","20076828","4110B"]
["Drinking Water","SM 4110 B","Nitrite as N","1840","20076840","4110B"]
["Drinking Water","SM 4110 B-2000","Nitrite as N","1840","20076908","4110B"]
["Drinking Water","SM 4500-NO2¯ B","Nitrite as N","1840","20112601","4500NO2-B"]
["Drinking Water","SM 4500-NO2¯ B","Nitrite as N","1840","20112805","4500NO2-B"]
["Drinking Water","SM 4500-NO2¯ B","Nitrite as N","1840","20112816","4500NO2-B"]
["Drinking Water","SM 4500-NO2¯ B","Nitrite as N","1840","20112838","4500NO2-B"]
["Drinking Water","SM 4500-NO2¯ B-2000","Nitrite as N","1840","20113104","4500NO2-B"]
["Drinking Water","SM 4500-NO3¯ E","Nitrite as N","1840","20014630","4500NO3-E"]
["Drinking Water","SM 4500-NO3¯ E","Nitrite as N","1840","20114403","4500NO3-E"]
["Drinking Water","SM 4500-NO3¯ E","Nitrite as N","1840","20114607","4500NO3-E"]
["Drinking Water","SM 4500-NO3¯ E","Nitrite as N","1840","20114618","4500NO3-E"]
["Drinking Water","SM 4500-NO3¯ E-2000","Nitrite as N","1840","20115815","4500NO3-E"]
["Drinking Water","SM 4500-NO3¯ F","Nitrite as N","1840","20116205","4500NO3-F"]
["Drinking Water","SM 4500-NO3¯ F","Nitrite as N","1840","20116409","4500NO3-F"]
["Drinking Water","SM 4500-NO3¯ F","Nitrite as N","1840","20116410","4500NO3-F"]
["Drinking Water","SM 4500-NO3¯ F","Nitrite as N","1840","20116421","4500NO3-F"]
["Drinking Water","SM 4500-NO3¯ F-2000","Nitrite as N","1840","20117617","4500NO3-F"]
["Drinking Water","EPA 533","Nonafluoro-3,6-dioxaheptanoic acid (NFDHA)","6956","10091619","533"]
["Drinking Water","EPA 300.0","Orthophosphate as P","1870","10053200","300.0"]
["Drinking Water","EPA 300.1","Orthophosphate as P","1870","10275602","300.1"]
["Drinking Water","EPA 365.1","Orthophosphate as P","1870","10070005","365.1"]
["Drinking Water","SM 4110 B","Orthophosphate as P","1870","20076602","4110B"]
["Drinking Water","SM 4110 B","Orthophosphate as P","1870","20076806","4110B"]
["Drinking Water","SM 4110 B","Orthophosphate as P","1870","20076828","4110B"]
["Drinking Water","SM 4110 B","Orthophosphate as P","1870","20076840","4110B"]
["Drinking Water","SM 4110 B-2000","Orthophosphate as P","1870","20076908","4110B"]
["Drinking Water","SM 4500-P E","Orthophosphate as P","1870","20123802","4500P-E"]
["Drinking Water","SM 4500-P E","Orthophosphate as P","1870","20124009","4500P-E"]
["Drinking Water","SM 4500-P E","Orthophosphate as P","1870","20124010","4500P-E"]
["Drinking Water","SM 4500-P E","Orthophosphate as P","1870","20124032","4500P-E"]
["Drinking Water","SM 4500-P E-1999","Orthophosphate as P","1870","20124214","4500P-E"]
["Drinking Water","SM 4500-P F","Orthophosphate as P","1870","20124601","4500P-F"]
["Drinking Water","SM 4500-P F","Orthophosphate as P","1870","20124805","4500P-F"]
["Drinking Water","SM 4500-P F","Orthophosphate as P","1870","20124816","4500P-F"]
["Drinking Water","SM 4500-P F","Orthophosphate as P","1870","20124838","4500P-F"]
["Drinking Water","SM 4500-P F-1999","Orthophosphate as P","1870","20125013","4500P-F"]
["Drinking Water","EPA 531.1","Oxamyl","7940","10091006","531.1"]
["Drinking Water","EPA 531.2","Oxamyl","7940","10091302","531.2"]
["Drinking Water","SM 6610 B","Oxamyl","7940","20030926","6610"]
["Drinking Water","SM 6610 B","Oxamyl","7940","20030937","6610"]
["Drinking Water","SM 6610 B-2004","Oxamyl","7940","20152414","6610"]
["Drinking Water","EPA 505","PCB congeners (Qualitative)","8875","10083406","505"]
["Drinking Water","EPA 508","PCB congeners (Qualitative)","8875","10085208","508"]
["Drinking Water","EPA 508.1 ","PCB congeners (Qualitative)","8875","10086405","508.1"]
["Drinking Water","EPA 525.2 ","PCB congeners (Qualitative)","8875","10090003","525.2"]
["Drinking Water","EPA 525.3 ","PCB congeners (Qualitative)","8875","10287500","525.3"]
["Drinking Water","EPA 525.2 ","PCBs - Total ","8870","10090003","525.2"]
["Drinking Water","EPA 525.3 ","PCBs - Total ","8870","10287500","525.3"]
["Drinking Water","EPA 508A ","PCBs Total (Quantitative  as Decachlorobiphenyl)","9105","10085800","508A"]
["Drinking Water","EPA 515.1","Pentachlorophenol","6605","10087408","515.1"]
["Drinking Water","EPA 515.2","Pentachlorophenol","6605","10087806","515.2"]
["Drinking Water","EPA 515.3","Pentachlorophenol","6605","10088401","515.3"]
["Drinking Water","EPA 515.4","Pentachlorophenol","6605","10088503","515.4"]
["Drinking Water","EPA 525.2 ","Pentachlorophenol","6605","10090003","525.2"]
["Drinking Water","EPA 525.3 ","Pentachlorophenol","6605","10287500","525.3"]
["Drinking Water","EPA 555","Pentachlorophenol","6605","10096807","555"]
["Drinking Water","SM 6610 B","Pentachlorophenol","6605","20030926","6610"]
["Drinking Water","SM 6610 B","Pentachlorophenol","6605","20030937","6610"]
["Drinking Water","SM 6610 B-2004","Pentachlorophenol","6605","20152414","6610"]
["Drinking Water","EPA 533","Perflourohexanesulfonic Acid (PFHxS)","6927","10091619","533"]
["Drinking Water","EPA 537.1 R2","Perflourohexanesulfonic Acid (PFHxS)","6927","10091595","537.1"]
["Drinking Water","EPA 533","Perfluoro(2-ethoxyethane)sulfonic acid (PFEESA)","6957","10091619","533"]
["Drinking Water","EPA 533","Perfluoro-3-methoxypropanoic acid (PFMPA)","6965","10091619","533"]
["Drinking Water","EPA 533","Perfluoro-4-methoxybutanoic acid (PFMBA)","6966","10091619","533"]
["Drinking Water","EPA 533","Perfluorobutanesulfonic Acid (PFBS)","6918","10091619","533"]
["Drinking Water","EPA 537.1 R2","Perfluorobutanesulfonic Acid (PFBS)","6918","10091595","537.1"]
["Drinking Water","EPA 533","Perfluorobutanoic acid (PFBA)","6915","10091619","533"]
["Drinking Water","EPA 533","Perfluoroctanesulfonic Acid (PFOS)","6931","10091619","533"]
["Drinking Water","EPA 537.1 R2","Perfluoroctanesulfonic Acid (PFOS)","6931","10091595","537.1"]
["Drinking Water","EPA 533","Perfluoroctanoic Acid (PFOA)","6912","10091619","533"]
["Drinking Water","EPA 537.1 R2","Perfluoroctanoic Acid (PFOA)","6912","10091595","537.1"]
["Drinking Water","EPA 533","Perfluorodecanoic Acid (PFDA)","6905","10091619","533"]
["Drinking Water","EPA 537.1 R2","Perfluorodecanoic Acid (PFDA)","6905","10091595","537.1"]
["Drinking Water","EPA 533","Perfluorododecanoic acid (PFDoA)","6903","10091619","533"]
["Drinking Water","EPA 537.1 R2","Perfluorododecanoic acid (PFDoA)","6903","10091595","537.1"]
["Drinking Water","EPA 533","Perfluoroheptanesulfonic acid (PFHpS)","9470","10091619","533"]
["Drinking Water","EPA 533","Perfluoroheptanoic Acid  (PFHpA)","6908","10091619","533"]
["Drinking Water","EPA 537.1 R2","Perfluoroheptanoic Acid  (PFHpA)","6908","10091595","537.1"]
["Drinking Water","EPA 533","Perfluorohexanoic Acid (PFHxA)","6913","10091619","533"]
["Drinking Water","EPA 537.1 R2","Perfluorohexanoic Acid (PFHxA)","6913","10091595","537.1"]
["Drinking Water","EPA 533","Perfluorononanoic Acid (PFNA)","6906","10091619","533"]
["Drinking Water","EPA 537.1 R2","Perfluorononanoic Acid (PFNA)","6906","10091595","537.1"]
["Drinking Water","EPA 533","Perfluoropentanesulfonic acid (PFPeS)","6934","10091619","533"]
["Drinking Water","EPA 533","Perfluoropentanoic acid (PFPeA)","6914","10091619","533"]
["Drinking Water","EPA 537.1 R2","Perfluorotetradecanoic Acid (PFTA)","6902","10091595","537.1"]
["Drinking Water","EPA 537.1 R2","Perfluorotridecanoic Acid (PFTrDA)","9563","10091595","537.1"]
["Drinking Water","EPA 533","Perfluoroundecanoic Acid (PFUnA)","6904","10091619","533"]
["Drinking Water","EPA 537.1 R2","Perfluoroundecanoic Acid (PFUnA)","6904","10091595","537.1"]
["Drinking Water","EPA 150.1","pH+","1900","10008409","150.1"]
["Drinking Water","EPA 150.2","pH+","1900","10256005","150.2"]
["Drinking Water","EPA 150.3","pH+","1900","10256049","150.3"]
["Drinking Water","SM 4500-H+ B","pH+","1900","20104807","4500H-B"]
["Drinking Water","SM 4500-H+ B","pH+","1900","20105004","4500H-B"]
["Drinking Water","SM 4500-H+ B","pH+","1900","20105015","4500H-B"]
["Drinking Water","SM 4500-H+ B","pH+","1900","20105037","4500H-B"]
["Drinking Water","SM 4500-H+ B-2000","pH+","1900","20105219","4500H-B"]
["Drinking Water","SM 2320 B","Phenolthphalein alkalinity","1518","20045209","2320B"]
["Drinking Water","SM 2320 B","Phenolthphalein alkalinity","1518","20045403","2320B"]
["Drinking Water","SM 2320 B","Phenolthphalein alkalinity","1518","20045414","2320B"]
["Drinking Water","SM 2320 B","Phenolthphalein alkalinity","1518","20045436","2320B"]
["Drinking Water","SM 2320 B-1997","Phenolthphalein alkalinity","1518","20045607","2320B"]
["Drinking Water","SM 2320 B-2011","Phenolthphalein alkalinity","1518","20045618","2320B"]
["Drinking Water","EPA 200.7","Phosphorus","1909","10013806","200.7"]
["Drinking Water","EPA 365.1","Phosphorus","1909","10070005","365.1"]
["Drinking Water","SM 3120 B-1999","Phosphorus","1909","20061216","3120B"]
["Drinking Water","SM 4500-P E-1999","Phosphorus","1909","20124214","4500P-E"]
["Drinking Water","SM 4500-P F-1999","Phosphorus","1909","20125013","4500P-F"]
["Drinking Water","EPA 515.1","Picloram","8645","10087408","515.1"]
["Drinking Water","EPA 515.2","Picloram","8645","10087806","515.2"]
["Drinking Water","EPA 515.3","Picloram","8645","10088401","515.3"]
["Drinking Water","EPA 515.4","Picloram","8645","10088503","515.4"]
["Drinking Water","EPA 555","Picloram","8645","10096807","555"]
["Drinking Water","SM 6610 B","Picloram","8645","20030926","6610"]
["Drinking Water","SM 6610 B","Picloram","8645","20030937","6610"]
["Drinking Water","SM 6610 B-2004","Picloram","8645","20152414","6610"]
["Drinking Water","ASTM D6919-09","Potassium","1125","30032952","D6919-09"]
["Drinking Water","EPA 200.5","Potassium","1125","10213975","200.5"]
["Drinking Water","EPA 200.7","Potassium","1125","10013806","200.7"]
["Drinking Water","EPA 200.8","Potassium","1125","10014605","200.8"]
["Drinking Water","EPA 300.0","Potassium","1125","10053200","300.0"]
["Drinking Water","SM 3111 B","Potassium","1125","20055203","3111B"]
["Drinking Water","SM 3111 B","Potassium","1125","20055214","3111B"]
["Drinking Water","SM 3111 B","Potassium","1125","20055236","3111B"]
["Drinking Water","SM 3111 B-1999","Potassium","1125","20055418","3111B"]
["Drinking Water","SM 3120 B-1999","Potassium","1125","20061216","3120B"]
["Drinking Water","EPA 903.0 (Also requires 904.0)","Radium 226 & 228","2967","10309407*","903.0/904.0"]
["Drinking Water","EPA 903.0 (Also Requires Ra-05)","Radium 226 & 228","2967","10309407**","903.0/RA-05"]
["Drinking Water","EPA 903.1 (Also Requires 904.0)","Radium 226 & 228","2967","10309601*","903.1/904.0"]
["Drinking Water","EPA 903.1 (Also Requires Ra-05)","Radium 226 & 228","2967","10309601**","903.1/RA-05"]
["Drinking Water","SM 7500-Ra D (20th)","Radium 226 & 228","2967","20173200","7500-RAB/RAD"]
["Drinking Water","SM 7500-Ra D (21st)","Radium 226 & 228","2967","20173404","7500-RAB/RAD"]
["Drinking Water","SM 7500-Ra D (22nd)","Radium 226 & 228","2967","20173415","7500-RAB/RAD"]
["Drinking Water","SM 7500-Ra D (23rd)","Radium 226 & 228","2967","20173437","7500-RAB/RAD"]
["Drinking Water","SM 7500-Ra D-2001","Radium 226 & 228","2967","20173619","7500-RAB/RAD"]
["Drinking Water","DOE EML Ra-04","Radium-226","2965","90006807","DOERA-04 "]
["Drinking Water","EPA 903.0 ","Radium-226","2965","10309407","903.0"]
["Drinking Water","EPA 903.1 (SC)","Radium-226","2965","10309601","903.1"]
["Drinking Water","EPA 904.0","Radium-226","2965","10309805","904.0"]
["Drinking Water","SM 7500-Ra B (GPC)","Radium-226","2965","20170201","7500-RAB"]
["Drinking Water","SM 7500-Ra B (GPC)","Radium-226","2965","20170405","7500-RAB"]
["Drinking Water","SM 7500-Ra B (GPC)","Radium-226","2965","20170416","7500-RAB"]
["Drinking Water","SM 7500-Ra B (GPC)-2001","Radium-226","2965","20170610","7500-RAB"]
["Drinking Water","SM 7500-Ra B (SC)","Radium-226","2965","20171204","7500-RAB"]
["Drinking Water","SM 7500-Ra B (SC)","Radium-226","2965","20171408","7500-RAB"]
["Drinking Water","SM 7500-Ra B (SC)","Radium-226","2965","20171419","7500-RAB"]
["Drinking Water","SM 7500-Ra B (SC)","Radium-226","2965","20171431","7500-RAB"]
["Drinking Water","SM 7500-Ra B (SC)-2001","Radium-226","2965","20171613","7500-RAB"]
["Drinking Water","SM 7500-Ra C","Radium-226","2965","20171806","7500-RAC"]
["Drinking Water","SM 7500-Ra C","Radium-226","2965","20171817","7500-RAC"]
["Drinking Water","SM 7500-Ra C","Radium-226","2965","20171839","7500-RAC"]
["Drinking Water","SM 7500-Ra C","Radium-226","2965","20172401","7500-RAC"]
["Drinking Water","SM 7500-Ra C-2001","Radium-226","2965","20172616","7500-RAC"]
["Drinking Water","EPA 904.0","Radium-228","2970","10309805","904.0"]
["Drinking Water","EPA Ra-05 ","Radium-228","2970","10212609","RA-05 "]
["Drinking Water","SM 7500-Ra D (20th)","Radium-228","2970","20173200","7500-RAB/RAD"]
["Drinking Water","SM 7500-Ra D (21st)","Radium-228","2970","20173404","7500-RAB/RAD"]
["Drinking Water","SM 7500-Ra D (22nd)","Radium-228","2970","20173415*","7500-RAD"]
["Drinking Water","SM 7500-Ra D (23rd)","Radium-228","2970","20173437","7500-RAB/RAD"]
["Drinking Water","SM 7500-Ra D-2001","Radium-228","2970","20173619","7500-RAB/RAD"]
["Drinking Water","HACH 10241","Residual free chlorine","1945","60005632","HACH 10241"]
["Drinking Water","HACH 10260","Residual free chlorine","1945","60005745","HACH 10260"]
["Drinking Water","SM 4500-Cl D","Residual free chlorine","1945","20079805","4500CL-D"]
["Drinking Water","SM 4500-Cl D","Residual free chlorine","1945","20079816","4500CL-D"]
["Drinking Water","SM 4500-Cl D","Residual free chlorine","1945","20079849","4500CL-D"]
["Drinking Water","SM 4500-Cl D-2000","Residual free chlorine","1945","20080108","4500CL-D"]
["Drinking Water","SM 4500-Cl F","Residual free chlorine","1945","20080506","4500CL-F"]
["Drinking Water","SM 4500-Cl F","Residual free chlorine","1945","20080608","4500CL-F"]
["Drinking Water","SM 4500-Cl F","Residual free chlorine","1945","20080619","4500CL-F"]
["Drinking Water","SM 4500-Cl F","Residual free chlorine","1945","20080642","4500CL-F"]
["Drinking Water","SM 4500-Cl F-2000","Residual free chlorine","1945","20080813","4500CL-F"]
["Drinking Water","SM 4500-Cl G","Residual free chlorine","1945","20081203","4500CL-G"]
["Drinking Water","SM 4500-Cl G","Residual free chlorine","1945","20081407","4500CL-G"]
["Drinking Water","SM 4500-Cl G","Residual free chlorine","1945","20081418","4500CL-G"]
["Drinking Water","SM 4500-Cl G","Residual free chlorine","1945","20081441","4500CL-G"]
["Drinking Water","SM 4500-Cl G-2000","Residual free chlorine","1945","20081612","4500CL-G"]
["Drinking Water","SM 4500-CL H","Residual free chlorine","1945","20082206","4500CL-H"]
["Drinking Water","SM 4500-CL H","Residual free chlorine","1945","20082411","4500CL-H"]
["Drinking Water","SM 4500-CL H","Residual free chlorine","1945","20082444","4500CL-H"]
["Drinking Water","SM 4500-Cl H-2000","Residual free chlorine","1945","20082217","4500CL-H"]
["Drinking Water","SM 2540 B-2011","Residue, total (TS)","1950","20049416","2540B"]
["Drinking Water","SM 2540 B-2015","Residue, total (TS)","1950","20049438","2540B"]
["Drinking Water","EPA 200.5","Selenium","1140","10213975","200.5"]
["Drinking Water","EPA 200.8","Selenium","1140","10014605","200.8"]
["Drinking Water","EPA 200.9","Selenium","1140","10135404","200.9"]
["Drinking Water","SM 3113 B","Selenium","1140","20058804","3113B"]
["Drinking Water","SM 3113 B","Selenium","1140","20058815","3113B"]
["Drinking Water","SM 3113 B","Selenium","1140","20058826","3113B"]
["Drinking Water","SM 3113 B-1999","Selenium","1140","20059103","3113B"]
["Drinking Water","SM 3113 B-2004","Selenium","1140","20058837","3113B"]
["Drinking Water","SM 3113 B-2010","Selenium","1140","20058859","3113B"]
["Drinking Water","SM 3114 B","Selenium","1140","20059807","3114B"]
["Drinking Water","SM 3114 B","Selenium","1140","20059829","3114B"]
["Drinking Water","SM 3114 B","Selenium","1140","20059841","3114B"]
["Drinking Water","SM 3114 B-1997","Selenium","1140","20060213","3114B"]
["Drinking Water","SM 3114 B-2009","Selenium","1140","20060199","3114B"]
["Drinking Water","EPA 200.5","Silica as SiO2","1990","10213975","200.5"]
["Drinking Water","EPA 200.7","Silica as SiO2","1990","10013806","200.7"]
["Drinking Water","SM 3120 B","Silica as SiO2","1990","20060804","3120B"]
["Drinking Water","SM 3120 B","Silica as SiO2","1990","20061012","3120B"]
["Drinking Water","SM 3120 B","Silica as SiO2","1990","20061013","3120B"]
["Drinking Water","SM 3120 B","Silica as SiO2","1990","20061056","3120B"]
["Drinking Water","SM 3120 B-1999","Silica as SiO2","1990","20061216","3120B"]
["Drinking Water","SM 4500-SiO2 C","Silica as SiO2","1990","20128205","4500SIO2-C"]
["Drinking Water","SM 4500-SiO2 C","Silica as SiO2","1990","20128409","4500SIO2-C"]
["Drinking Water","SM 4500-SiO2 C","Silica as SiO2","1990","20128410","4500SIO2-C"]
["Drinking Water","SM 4500-SiO2 C","Silica as SiO2","1990","20128432","4500SIO2-C"]
["Drinking Water","SM 4500-SiO2 C-1997","Silica as SiO2","1990","20128603","4500SIO2-C"]
["Drinking Water","SM 4500-SiO2 D","Silica as SiO2","1990","20128807","4500SI-D"]
["Drinking Water","SM 4500-SiO2 D","Silica as SiO2","1990","20129004","4500SI-D"]
["Drinking Water","SM 4500-SiO2 D","Silica as SiO2","1990","20129015","4500SI-D"]
["Drinking Water","SM 4500-SiO2 D","Silica as SiO2","1990","20129037","4500SI-D"]
["Drinking Water","SM 4500-SiO2 D-1997","Silica as SiO2","1990","20129208","4500SI-D"]
["Drinking Water","SM 4500-SiO2 D-2011","Silica as SiO2","1990","20129231","4500SI-D"]
["Drinking Water","SM 4500-SiO2 E","Silica as SiO2","1990","20129402","4500SI-E"]
["Drinking Water","SM 4500-SiO2 E","Silica as SiO2","1990","20129606","4500SI-E"]
["Drinking Water","SM 4500-SiO2 E","Silica as SiO2","1990","20129617","4500SI-E"]
["Drinking Water","SM 4500-SiO2 E","Silica as SiO2","1990","20129639","4500SI-E"]
["Drinking Water","SM 4500-SiO2 E-1997","Silica as SiO2","1990","20129800","4500SI-E"]
["Drinking Water","EPA 200.5","Silver","1150","10213975","200.5"]
["Drinking Water","EPA 200.7","Silver","1150","10013806","200.7"]
["Drinking Water","EPA 200.8","Silver","1150","10014605","200.8"]
["Drinking Water","EPA 200.9","Silver","1150","10135404","200.9"]
["Drinking Water","SM 3111 B","Silver","1150","20055203","3111B"]
["Drinking Water","SM 3111 B","Silver","1150","20055214","3111B"]
["Drinking Water","SM 3111 B","Silver","1150","20055236","3111B"]
["Drinking Water","SM 3111 B-1999","Silver","1150","20055418","3111B"]
["Drinking Water","SM 3113 B","Silver","1150","20058804","3113B"]
["Drinking Water","SM 3113 B","Silver","1150","20058815","3113B"]
["Drinking Water","SM 3113 B","Silver","1150","20058826","3113B"]
["Drinking Water","SM 3113 B-1999","Silver","1150","20059103","3113B"]
["Drinking Water","SM 3113 B-2004","Silver","1150","20058837","3113B"]
["Drinking Water","SM 3120 B","Silver","1150","20060804","3120B"]
["Drinking Water","SM 3120 B","Silver","1150","20061012","3120B"]
["Drinking Water","SM 3120 B","Silver","1150","20061013","3120B"]
["Drinking Water","SM 3120 B","Silver","1150","20061056","3120B"]
["Drinking Water","SM 3120 B-1999","Silver","1150","20061216","3120B"]
["Drinking Water","EPA 515.1","Silvex (2,4,5-TP)","8650","10087408","515.1"]
["Drinking Water","EPA 515.2","Silvex (2,4,5-TP)","8650","10087806","515.2"]
["Drinking Water","EPA 515.3","Silvex (2,4,5-TP)","8650","10088401","515.3"]
["Drinking Water","EPA 515.4","Silvex (2,4,5-TP)","8650","10088503","515.4"]
["Drinking Water","EPA 555","Silvex (2,4,5-TP)","8650","10096807","555"]
["Drinking Water","SM 6610 B","Silvex (2,4,5-TP)","8650","20030926","6610"]
["Drinking Water","SM 6610 B","Silvex (2,4,5-TP)","8650","20030937","6610"]
["Drinking Water","SM 6610 B-2004","Silvex (2,4,5-TP)","8650","20152414","6610"]
["Drinking Water","EPA 505","Simazine","8125","10083406","505"]
["Drinking Water","EPA 507","Simazine","8125","10084603","507"]
["Drinking Water","EPA 508.1 ","Simazine","8125","10086405","508.1"]
["Drinking Water","EPA 523","Simazine","8125","10088581","523"]
["Drinking Water","EPA 525.2 ","Simazine","8125","10090003","525.2"]
["Drinking Water","EPA 525.3 ","Simazine","8125","10287500","525.3"]
["Drinking Water","EPA 536","Simazine","8125","10091653","536"]
["Drinking Water","EPA 551.1","Simazine","8125","10094801","551.1"]
["Drinking Water","ASTM D6919-09","Sodium","1155","30032952","D6919-09"]
["Drinking Water","EPA 200.5","Sodium","1155","10213975","200.5"]
["Drinking Water","EPA 200.7","Sodium","1155","10013806","200.7"]
["Drinking Water","SM 3111 B","Sodium","1155","20055203","3111B"]
["Drinking Water","SM 3111 B","Sodium","1155","20055214","3111B"]
["Drinking Water","SM 3111 B","Sodium","1155","20055236","3111B"]
["Drinking Water","SM 3111 B-1999","Sodium","1155","20055418","3111B"]
["Drinking Water","DOE EML Sr-02-RC (GPC)","Strontium- 89","2995","90009000","SR-02"]
["Drinking Water","DOE EML Sr-02-RC (GPC)","Strontium- 89","2995","90009204","SR-02"]
["Drinking Water","DOE EML Sr-02-RC (SC)","Strontium- 89","2995","90009408","SR-02"]
["Drinking Water","DOE EML Sr-02-RC (SC)","Strontium- 89","2995","90009602","SR-02"]
["Drinking Water","EPA 905.0","Strontium- 89","2995","10310006","905.0"]
["Drinking Water","SM 7500-Sr B","Strontium- 89","2995","20174601","7500 SRB "]
["Drinking Water","SM 7500-Sr B","Strontium- 89","2995","20174805","7501 SRB "]
["Drinking Water","SM 7500-Sr B","Strontium- 89","2995","20174816","7502 SRB "]
["Drinking Water","SM 7500-Sr B-2001","Strontium- 89","2995","20175013","7503 SRB "]
["Drinking Water","DOE EML Sr-02-RC (GPC)","Strontium- 90","3005","90009000","SR-02"]
["Drinking Water","DOE EML Sr-02-RC (GPC)","Strontium- 90","3005","90009204","SR-02"]
["Drinking Water","DOE EML Sr-02-RC (SC)","Strontium- 90","3005","90009408","SR-02"]
["Drinking Water","DOE EML Sr-02-RC (SC)","Strontium- 90","3005","90009602","SR-02"]
["Drinking Water","EPA 905.0","Strontium- 90","3005","10310006","905.0"]
["Drinking Water","SM 7500-Sr B","Strontium- 90","3005","20174601","7500 SRB "]
["Drinking Water","SM 7500-Sr B","Strontium- 90","3005","20174805","7501 SRB "]
["Drinking Water","SM 7500-Sr B","Strontium- 90","3005","20174816","7502 SRB "]
["Drinking Water","SM 7500-Sr B-2001","Strontium- 90","3005","20175013","7503 SRB "]
["Drinking Water","EPA 502.2","Styrene","5100","10082209","502.2"]
["Drinking Water","EPA 524.2","Styrene","5100","10088809","524.2"]
["Drinking Water","EPA 524.3","Styrene","5100","10089302","524.3"]
["Drinking Water","EPA 524.4","Styrene","5100","10089335","524.4"]
["Drinking Water","EPA 300.0","Sulfate","2000","10053200","300.0"]
["Drinking Water","EPA 300.1","Sulfate","2000","10275602","300.1"]
["Drinking Water","EPA 375.2","Sulfate","2000","10073004","375.2"]
["Drinking Water","SM 4110 B","Sulfate","2000","20076602","4110B"]
["Drinking Water","SM 4110 B","Sulfate","2000","20076806","4110B"]
["Drinking Water","SM 4110 B","Sulfate","2000","20076828","4110B"]
["Drinking Water","SM 4110 B","Sulfate","2000","20076840","4110B"]
["Drinking Water","SM 4110 B-2000","Sulfate","2000","20076908","4110B"]
["Drinking Water","SM 4500-SO4¯ E","Sulfate","2000","20132803","4500SO4-E"]
["Drinking Water","SM 4500-SO4¯ E","Sulfate","2000","20132825","4500SO4-E"]
["Drinking Water","SM 4500-SO4¯ E","Sulfate","2000","20132836","4500SO4-E"]
["Drinking Water","SM 4500-SO4¯ E","Sulfate","2000","20132847","4500SO4-E"]
["Drinking Water","SM 4500-SO4¯ E-1997","Sulfate","2000","20132450","4500SO4-E"]
["Drinking Water","SM 5540 C","Surfactants - MBAS","2025","20144609","5540C"]
["Drinking Water","SM 5540 C","Surfactants - MBAS","2025","20144803","5540C"]
["Drinking Water","SM 5540 C","Surfactants - MBAS","2025","20144814","5540C"]
["Drinking Water","SM 5540 C","Surfactants - MBAS","2025","20144836","5540C"]
["Drinking Water","SM 5540 C-2000","Surfactants - MBAS","2025","20145055","5540C"]
["Drinking Water","SM 5540 C-2011","Surfactants - MBAS","2025","20145066","NA"]
["Drinking Water","SM 2540 C","TDS - Residue, filterable ","1955","20050004","2540C"]
["Drinking Water","SM 2540 C","TDS - Residue, filterable ","1955","20050208","2540C"]
["Drinking Water","SM 2540 C","TDS - Residue, filterable ","1955","20050424","2540C"]
["Drinking Water","SM 2540 C","TDS - Residue, filterable ","1955","20050457","2540C"]
["Drinking Water","SM 2540 C-1997","TDS - Residue, filterable ","1955","20050402","2540C"]
["Drinking Water","SM 2540 C-2015","TDS - Residue, filterable ","1955","20050435","2540C"]
["Drinking Water","SM 2550 B","Temperature, deg. C","2030","20052806","2550B"]
["Drinking Water","SM 2550 B","Temperature, deg. C","2030","20053003","2550B"]
["Drinking Water","SM 2550 B","Temperature, deg. C","2030","20053127","2550B"]
["Drinking Water","SM 2550 B-2000","Temperature, deg. C","2030","20053218","2550B"]
["Drinking Water","EPA 502.2","Tetrachloroethylene (Perchloroethylene)","5115","10082209","502.2"]
["Drinking Water","EPA 524.2","Tetrachloroethylene (Perchloroethylene)","5115","10088809","524.2"]
["Drinking Water","EPA 524.3","Tetrachloroethylene (Perchloroethylene)","5115","10089302","524.3"]
["Drinking Water","EPA 524.4","Tetrachloroethylene (Perchloroethylene)","5115","10089335","524.4"]
["Drinking Water","EPA 551.1","Tetrachloroethylene (Perchloroethylene)","5115","10094801","551.1"]
["Drinking Water","EPA 200.8","Thallium","1165","10014605","200.8"]
["Drinking Water","EPA 200.9","Thallium","1165","10135404","200.9"]
["Drinking Water","EPA 502.2","Toluene","5140","10082209","502.2"]
["Drinking Water","EPA 524.2","Toluene","5140","10088809","524.2"]
["Drinking Water","EPA 524.3","Toluene","5140","10089302","524.3"]
["Drinking Water","EPA 524.4","Toluene","5140","10089335","524.4"]
["Drinking Water","SM 2320 B","Total alkalinity","1505","20045209","2320B"]
["Drinking Water","SM 2320 B","Total alkalinity","1505","20045403","2320B"]
["Drinking Water","SM 2320 B","Total alkalinity","1505","20045414","2320B"]
["Drinking Water","SM 2320 B","Total alkalinity","1505","20045436","2320B"]
["Drinking Water","SM 2320 B-1997","Total alkalinity","1505","20045607","2320B"]
["Drinking Water","SM 2320 B-2011","Total alkalinity","1505","20045618","2320B"]
["Drinking Water","HACH 10241","Total Chlorine","1585","60005632","HACH 10241"]
["Drinking Water","HACH 10260","Total Chlorine","1585","60005745","HACH 10260"]
["Drinking Water","SM 4500-Cl D","Total Chlorine","1585","20079601","4500CL-D"]
["Drinking Water","SM 4500-Cl D","Total Chlorine","1585","20079805","4500CL-D"]
["Drinking Water","SM 4500-Cl D","Total Chlorine","1585","20079816","4500CL-D"]
["Drinking Water","SM 4500-Cl D","Total Chlorine","1585","20079849","4500CL-D"]
["Drinking Water","SM 4500-Cl D-2000","Total Chlorine","1585","20080108","4500CL-D"]
["Drinking Water","SM 4500-Cl E","Total Chlorine","1585","20080200","4500CL-E"]
["Drinking Water","SM 4500-Cl E","Total Chlorine","1585","20080211","4500CL-E"]
["Drinking Water","SM 4500-Cl E","Total Chlorine","1585","20080222","4500CL-E"]
["Drinking Water","SM 4500-Cl E","Total Chlorine","1585","20080255","4500CL-E"]
["Drinking Water","SM 4500-Cl E-2000","Total Chlorine","1585","20080415","4500CL-E"]
["Drinking Water","SM 4500-Cl F","Total Chlorine","1585","20080506","4500CL-F"]
["Drinking Water","SM 4500-Cl F","Total Chlorine","1585","20080608","4500CL-F"]
["Drinking Water","SM 4500-Cl F","Total Chlorine","1585","20080619","4500CL-F"]
["Drinking Water","SM 4500-Cl F","Total Chlorine","1585","20080642","4500CL-F"]
["Drinking Water","SM 4500-Cl F-2000","Total Chlorine","1585","20080813","4500CL-F"]
["Drinking Water","SM 4500-Cl G","Total Chlorine","1585","20081407","4500CL-G"]
["Drinking Water","SM 4500-Cl G","Total Chlorine","1585","20081418","4500CL-G"]
["Drinking Water","SM 4500-Cl G-2000","Total Chlorine","1585","20081612","4500CL-G"]
["Drinking Water","SM 4500-Cl I","Total Chlorine","1585","20083209","4500CL-I"]
["Drinking Water","SM 4500-Cl I","Total Chlorine","1585","20083403","4500CL-I"]
["Drinking Water","SM 4500-CL I","Total Chlorine","1585","20083414","4500CL-I"]
["Drinking Water","SM 4500-CL I","Total Chlorine","1585","20083458","4500CL-I"]
["Drinking Water","SM 4500-CL I-2000","Total Chlorine","1585","20083618","4500CL-I"]
["Drinking Water","Colitag ","Total Coliform","2500","60030004","COLITAG"]
["Drinking Water","Modified Colitag ","Total Coliform","2500","60032306","COLITAG"]
["Drinking Water","Readycult","Total Coliform","2500","60032408","READYCULT"]
["Drinking Water","SM 9221 B","Total Coliform","2500","20185802","9221B-10"]
["Drinking Water","SM 9221 B","Total Coliform","2500","20186009","9221B-10"]
["Drinking Water","SM 9221 B","Total Coliform","2500","20186032","9221B-10"]
["Drinking Water","SM 9221 B (5-tube)","Total Coliform","2500","20186010*","9221B-5"]
["Drinking Water","SM 9221 B-2006","Total Coliform","2500","20191257","9221B-10"]
["Drinking Water","SM 9221 D","Total Coliform","2500","20192603","9221D"]
["Drinking Water","SM 9221 D","Total Coliform","2500","20192807","9221D"]
["Drinking Water","SM 9222 B (m- Endo) plus G (NA MUG)","Total Coliform","2500","20206808","9222B"]
["Drinking Water","SM 9222 B (m- Endo) plus G (NA MUG)-2006","Total Coliform","2500","20202420","9222B"]
["Drinking Water","SM 9223 B (Colilert Quanti-Tray)","Total Coliform","2500","20211205","9223B-QT"]
["Drinking Water","SM 9223 B (Colilert Quanti-Tray)","Total Coliform","2500","20211409","9223B-QT"]
["Drinking Water","SM 9223 B (Colilert Quanti-Tray)-1997","Total Coliform","2500","20211603","9223B-QT"]
["Drinking Water","SM 9223 B (Colilert Quanti-Tray)-2004","Total Coliform","2500","20211614","9223B-QT"]
["Drinking Water","SM 9223 B (Colilert Quanti-Tray)-2016","Total Coliform","2500","20211647","9223B-QT"]
["Drinking Water","SM 9223 B (Colilert)","Total Coliform","2500","20212208","9223B-PA"]
["Drinking Water","SM 9223 B (Colilert)","Total Coliform","2500","20212402","9223B-PA"]
["Drinking Water","SM 9223 B (Colilert)","Total Coliform","2500","20212413","9223B-PA"]
["Drinking Water","SM 9223 B (Colilert)","Total Coliform","2500","20214442","9223B-PA"]
["Drinking Water","SM 9223 B (Colilert)-1997","Total Coliform","2500","20212606","9223B-PA"]
["Drinking Water","SM 9223 B (Colilert)-2004","Total Coliform","2500","20212628","9223B-PA"]
["Drinking Water","SM 9223 B (Colilert)-2016","Total Coliform","2500","20214453","9223B-PA"]
["Drinking Water","SM 9223 B (Colilert-18 Quanti-Tray)","Total Coliform","2500","20213201","9223B-18QT"]
["Drinking Water","SM 9223 B (Colilert-18 Quanti-Tray)","Total Coliform","2500","20213405","9223B-18QT"]
["Drinking Water","SM 9223 B (Colilert-18 Quanti-Tray)-1997","Total Coliform","2500","20213609","9223B-18QT"]
["Drinking Water","SM 9223 B (Colilert-18 Quanti-Tray)-2004","Total Coliform","2500","20213610","9223B-18QT"]
["Drinking Water","SM 9223 B (Colilert-18 Quanti-Tray)-2016","Total Coliform","2500","20213632","9223B-18QT"]
["Drinking Water","SM 9223 B (Colilert-18)","Total Coliform","2500","20214408","9223B-18PA"]
["Drinking Water","SM 9223 B (Colilert-18)","Total Coliform","2500","20214419","9223B-18PA"]
["Drinking Water","SM 9223 B (Colilert-18)","Total Coliform","2500","20214431","9223B-18PA"]
["Drinking Water","SM 9223 B (Colilert-18)-1997","Total Coliform","2500","20214602","9223B-18PA"]
["Drinking Water","SM 9223 B (Colilert-18)-2004","Total Coliform","2500","20214624","9223B-18PA"]
["Drinking Water","SM 9223 B (Colilert-18)-2016","Total Coliform","2500","20214475","9223B-18PA"]
["Drinking Water","SM 9223 B (Colisure QT)","Total Coliform","2500","60029803","COLISURE-QT"]
["Drinking Water","SM 9223 B (Colisure)","Total Coliform","2500","20229930","COLISURE-PA"]
["Drinking Water","SM 9223 B (Colisure)","Total Coliform","2500","20231601","COLISURE-PA"]
["Drinking Water","SM 9223 B (Colisure)","Total Coliform","2500","20231612","COLISURE-PA"]
["Drinking Water","SM 9223 B (Colisure)","Total Coliform","2500","20231634","COLISURE-PA"]
["Drinking Water","SM 9223 B (Colisure)-1997","Total Coliform","2500","20231805","COLISURE-PA"]
["Drinking Water","SM 9223 B (Colisure)-2004","Total Coliform","2500","20231827","COLISURE-PA"]
["Drinking Water","SM 9223 B-1997 (Multi-tube)","Total Coliform","2500","20037676","9223B-10"]
["Drinking Water","SM 9223 B-2004 (Multi-tube)","Total Coliform","2500","20037687","9223B-10"]
["Drinking Water","EPA 335.4","Total Cyanide","1645","10061402","335.4"]
["Drinking Water","Kelada-01","Total Cyanide","1645","60005303","Kelada-01"]
["Drinking Water","SM 4500-CN¯ E","Total Cyanide","1645","20092404","4500CN-E"]
["Drinking Water","SM 4500-CN¯ E","Total Cyanide","1645","20096202","4500CN-E"]
["Drinking Water","SM 4500-CN¯ E","Total Cyanide","1645","20096213","4500CN-E"]
["Drinking Water","SM 4500-CN¯ E-1999","Total Cyanide","1645","20096417","4500CN-E"]
["Drinking Water","SM 4500-CN¯ F","Total Cyanide","1645","20092802","4500CN-F"]
["Drinking Water","SM 4500-CN¯ F","Total Cyanide","1645","20096600","4500CN-F"]
["Drinking Water","SM 4500-CN¯ F","Total Cyanide","1645","20096611","4500CN-F"]
["Drinking Water","SM 4500-CN¯ F-1999","Total Cyanide","1645","20096815","4500CN-F"]
["Drinking Water","EPA 552.2","Total Haloacetic acids (HAA5)","9414","10095804","552.2"]
["Drinking Water","EPA 552.3","Total Haloacetic acids (HAA5)","9414","10239608","552.3"]
["Drinking Water","SM 6251 B","Total Haloacetic acids (HAA5)","9414","20149002","6251B"]
["Drinking Water","SM 6251 B","Total Haloacetic acids (HAA5)","9414","20149013","6251B"]
["Drinking Water","SM 6251 B","Total Haloacetic acids (HAA5)","9414","20149035","6251B"]
["Drinking Water","SM 2340 B-2011","Total hardness as CaCO3","1755","20046611","2340B"]
["Drinking Water","SM 2340 C-2011","Total hardness as CaCO3","1755","20047614","2340C"]
["Drinking Water","EPA 350.1","Total Kjeldahl Nitrogen (TKN)","1795","10063602","350.1"]
["Drinking Water","EPA 351.1","Total Kjeldahl Nitrogen (TKN)","1795","10064809","351.1"]
["Drinking Water","EPA 351.2","Total Kjeldahl Nitrogen (TKN)","1795","10065404","351.2"]
["Drinking Water","HACH 10242 (TKN calc)","Total Kjeldahl Nitrogen (TKN)","1795","60005687","HACH 10242"]
["Drinking Water","OIA PAI-DK01","Total Kjeldahl Nitrogen (TKN)","1795","60031609","PAI-DK01"]
["Drinking Water","SM 4500-NH3 C-2011","Total Kjeldahl Nitrogen (TKN)","1795","20108412","4500NH3-C"]
["Drinking Water","SM 4500-NH3 D-2011","Total Kjeldahl Nitrogen (TKN)","1795","20109415","4500NH3-D"]
["Drinking Water","SM 4500-NH3 F-2011","Total Kjeldahl Nitrogen (TKN)","1795","20023567","4500 NH3-F"]
["Drinking Water","SM 4500-NH3 G-2011","Total Kjeldahl Nitrogen (TKN)","1795","20111415","4500 NH3-G"]
["Drinking Water","SM 4500-NH3 H-2011","Total Kjeldahl Nitrogen (TKN)","1795","20112214","4500 NH3-H"]
["Drinking Water","SM 4500-Norg D-2011","Total Kjeldahl Nitrogen (TKN)","1795","20120289","4500Norg-D"]
["Drinking Water","EPA 546","Total microcystins","8049","10019724","546"]
["Drinking Water","HACH 10261","Total Organic Carbon (TOC)","2040","60005756","HACH 10261"]
["Drinking Water","HACH 10267","Total Organic Carbon (TOC)","2040","60005778","HACH 10267"]
["Drinking Water","SM 5310 B","Total Organic Carbon (TOC)","2040","20137400","5310B"]
["Drinking Water","SM 5310 B","Total Organic Carbon (TOC)","2040","20137604","5310B"]
["Drinking Water","SM 5310 B","Total Organic Carbon (TOC)","2040","20137615","5310B"]
["Drinking Water","SM 5310 B","Total Organic Carbon (TOC)","2040","20137637","5310B"]
["Drinking Water","SM 5310 B-2000","Total Organic Carbon (TOC)","2040","20137819","5310B"]
["Drinking Water","SM 5310 C","Total Organic Carbon (TOC)","2040","20138630","5310C"]
["Drinking Water","SM 5310 D","Total Organic Carbon (TOC)","2040","20139600","5310D"]
["Drinking Water","EPA 200.7","Total Phosphorus","1910","10013806","200.7"]
["Drinking Water","EPA 200.8","Total Phosphorus","1910","10014605","200.8"]
["Drinking Water","EPA 300.0","Total Phosphorus","1910","10053200","300.0"]
["Drinking Water","EPA 365.1","Total Phosphorus","1910","10070005","365.1"]
["Drinking Water","SM 4500-P E","Total Phosphorus","1910","20123802","4500P-E"]
["Drinking Water","SM 4500-P E","Total Phosphorus","1910","20124009","4500P-E"]
["Drinking Water","SM 4500-P E","Total Phosphorus","1910","20124010","4500P-E"]
["Drinking Water","SM 4500-P E-1999","Total Phosphorus","1910","20124214","4500P-E"]
["Drinking Water","SM 4500-P F","Total Phosphorus","1910","20124601","4500P-F"]
["Drinking Water","SM 4500-P F","Total Phosphorus","1910","20124805","4500P-F"]
["Drinking Water","SM 4500-P F","Total Phosphorus","1910","20124816","4500P-F"]
["Drinking Water","SM 4500-P F-1999","Total Phosphorus","1910","20125013","4500P-F"]
["Drinking Water","EPA 505","Toxaphene (Chlorinated Camphene)","8250","10083406","505"]
["Drinking Water","EPA 508","Toxaphene (Chlorinated Camphene)","8250","10085208","508"]
["Drinking Water","EPA 508.1 ","Toxaphene (Chlorinated Camphene)","8250","10086405","508.1"]
["Drinking Water","EPA 525.2 ","Toxaphene (Chlorinated Camphene)","8250","10090003","525.2"]
["Drinking Water","EPA 525.3 ","Toxaphene (Chlorinated Camphene)","8250","10287500","525.3"]
["Drinking Water","EPA 502.2","trans-1,2-Dichloroethylene","4700","10082209","502.2"]
["Drinking Water","EPA 524.2","trans-1,2-Dichloroethylene","4700","10088809","524.2"]
["Drinking Water","EPA 524.3","trans-1,2-Dichloroethylene","4700","10089302","524.3"]
["Drinking Water","EPA 524.4","trans-1,2-Dichloroethylene","4700","10089335","524.4"]
["Drinking Water","EPA 552.2","Trichloroacetic acid","9642","10095804","552.2"]
["Drinking Water","EPA 552.3","Trichloroacetic acid","9642","10239608","552.3"]
["Drinking Water","SM 6251 B","Trichloroacetic acid","9642","20149002","6251B"]
["Drinking Water","SM 6251 B","Trichloroacetic acid","9642","20149013","6251B"]
["Drinking Water","SM 6251 B","Trichloroacetic acid","9642","20149035","6251B"]
["Drinking Water","SM 6251 B-2007","Trichloroacetic acid","9642","20149217","6251B"]
["Drinking Water","EPA 502.2","Trichloroethene (Trichloroethylene)","5170","10082209","502.2"]
["Drinking Water","EPA 524.2","Trichloroethene (Trichloroethylene)","5170","10088809","524.2"]
["Drinking Water","EPA 524.3","Trichloroethene (Trichloroethylene)","5170","10089302","524.3"]
["Drinking Water","EPA 524.4","Trichloroethene (Trichloroethylene)","5170","10089335","524.4"]
["Drinking Water","EPA 551.1","Trichloroethene (Trichloroethylene)","5170","10094801","551.1"]
["Drinking Water","EPA 906.0","Tritium","3030","10310200","906"]
["Drinking Water","EPA H-02","Tritium","3030","10311203","H-02"]
["Drinking Water","SM 7500-3H B","Tritium","3030","20161200","7500-3HB"]
["Drinking Water","SM 7500-3H B","Tritium","3030","20161404","7500-3HB"]
["Drinking Water","SM 7500-3H B","Tritium","3030","20161415","7500-3HB"]
["Drinking Water","SM 7500-3H B-2000","Tritium","3030","20161619","7500-3HB"]
["Drinking Water","SM 2540 D -2011","TSS - Residue, nonfilterable","1960","20051212","2540D"]
["Drinking Water","SM 2540 D-2015","TSS - Residue, nonfilterable","1960","20051223","2540D"]
["Drinking Water","USGS I-3765-85","TSS - Residue, nonfilterable","1960","40011209","I-3765-85"]
["Drinking Water","EPA 502.2","TTHM","5205","10082209","502.2"]
["Drinking Water","EPA 524.2","TTHM","5205","10088809","524.2"]
["Drinking Water","EPA 524.3","TTHM","5205","10089302","524.3"]
["Drinking Water","EPA 524.4","TTHM","5205","10089335","524.4"]
["Drinking Water","EPA 551.1","TTHM","5205","10094801","551.1"]
["Drinking Water","EPA 180.1","Turbidity","2055","10011800","180.1"]
["Drinking Water","HACH 10133","Turbidity","2055","60004300","HACH 10133"]
["Drinking Water","HACH 10258","Turbidity","2055","60005767","HACH 10258"]
["Drinking Water","HACH 8195","Turbidity","2055","60003921","HACH 8195"]
["Drinking Water","SM 2130 B","Turbidity","2055","20042404","2130B"]
["Drinking Water","SM 2130 B","Turbidity","2055","20042608","2130B"]
["Drinking Water","SM 2130 B","Turbidity","2055","20042619","2130B"]
["Drinking Water","SM 2130 B","Turbidity","2055","20042631","2130B"]
["Drinking Water","SM 2130 B-2001","Turbidity","2055","20048219","2130B"]
["Drinking Water","EPA 415.3","UV 254","2060","10239222","415.3"]
["Drinking Water","SM 5910 B","UV 254","2060","20146003","5910B"]
["Drinking Water","SM 5910 B","UV 254","2060","20146207","5910B"]
["Drinking Water","SM 5910 B","UV 254","2060","20146230","5910B"]
["Drinking Water","SM 5910 B -2000","UV 254","2060","20146401","5910B"]
["Drinking Water","SM 5910 B -2011","UV 254","2060","20146412","5910B"]
["Drinking Water","EPA 502.2","Vinyl chloride (Chloroethene)","5235","10082209","502.2"]
["Drinking Water","EPA 524.2","Vinyl chloride (Chloroethene)","5235","10088809","524.2"]
["Drinking Water","EPA 524.3","Vinyl chloride (Chloroethene)","5235","10089302","524.3"]
["Drinking Water","EPA 524.4","Vinyl chloride (Chloroethene)","5235","10089335","524.4"]
["Drinking Water","EPA 502.2","Xylenes (total)","5260","10082209","502.2"]
["Drinking Water","EPA 524.2","Xylenes (total)","5260","10088809","524.2"]
["Drinking Water","EPA 524.3","Xylenes (total)","5260","10089302","524.3"]
["Drinking Water","EPA 524.4","Xylenes (total)","5260","10089335","524.4"]
["Drinking Water","EPA 200.5","Zinc","1190","10213975","200.5"]
["Drinking Water","EPA 200.7","Zinc","1190","10013806","200.7"]
["Drinking Water","EPA 200.8","Zinc","1190","10014605","200.8"]
["Drinking Water","SM 3111 B","Zinc","1190","20055203","3111B"]
["Drinking Water","SM 3111 B","Zinc","1190","20055214","3111B"]
["Drinking Water","SM 3111 B","Zinc","1190","20055236","3111B"]
["Drinking Water","SM 3111 B-1999","Zinc","1190","20055418","3111B"]
["Drinking Water","SM 3120 B","Zinc","1190","20060804","3120B"]
["Drinking Water","SM 3120 B","Zinc","1190","20061012","3120B"]
["Drinking Water","SM 3120 B","Zinc","1190","20061013","3120B"]
["Drinking Water","SM 3120 B","Zinc","1190","20061056","3120B"]
["Drinking Water","SM 3120 B-1999","Zinc","1190","20061216","3120B"]

{"sheet":"2. Nonpotable Water","index":1,"n_rows":1221,"n_cols":6,"rows_kept":1221,"cut":false,"hidden":false,"merged":[],"flags":["formulas_cached_only"]}
["Program","MethodName","AnalyteName","TNIAnalyteCode","TNIMethodCode","SDWISCode"]
["Nonpotable Water","EPA 1666A","\tIsopropyl alcohol (2-Propanol, Isopropanol)","4895","10128208","NA"]
["Nonpotable Water","EPA 1633 -  Jan 24"," 9-chlorohexadecafluoro-3-oxanone-1-sulfonic acid (9CL-PF3ONS)","6952","10123463","NA"]
["Nonpotable Water","EPA 1633 -  Jan 24","1 H, 1 H, 2H, 2H-Perfluoroctane sulfonic acid (6:2FTS)","6947","10123463","NA"]
["Nonpotable Water","EPA 1633 -  Jan 24","1 H, 1 H, 2H, 2H-Perfluorodecane sulfonic acid (8:2FTS)","6948","10123463","NA"]
["Nonpotable Water","EPA 1633 -  Jan 24","1 H, 1 H, 2H, 2H-Perfluorohexane sulfonic acid (4:2FTS)","6946","10123463","NA"]
["Nonpotable Water","EPA 624.1","1,1,1,2-Tetrachloroethane ","5105","10298121","NA"]
["Nonpotable Water","EPA 1624B","1,1,1-Trichloroethane","5160","10121401","NA"]
["Nonpotable Water","EPA 601","1,1,1-Trichloroethane","5160","10102008","NA"]
["Nonpotable Water","EPA 624.1","1,1,1-Trichloroethane","5160","10298121","NA"]
["Nonpotable Water","SM 6200 B-2011","1,1,1-Trichloroethane","5160","20147017","NA"]
["Nonpotable Water","SM 6200 C-2011","1,1,1-Trichloroethane","5160","20147614","NA"]
["Nonpotable Water","EPA 1624C","1,1,2,2-Tetrachloroethane","5110","10258409","NA"]
["Nonpotable Water","EPA 601","1,1,2,2-Tetrachloroethane","5110","10102008","NA"]
["Nonpotable Water","EPA 624.1","1,1,2,2-Tetrachloroethane","5110","10298121","NA"]
["Nonpotable Water","SM 6200 B-2011","1,1,2,2-Tetrachloroethane","5110","20147017","NA"]
["Nonpotable Water","SM 6200 C-2011","1,1,2,2-Tetrachloroethane","5110","20147614","NA"]
["Nonpotable Water","EPA 1624B","1,1,2-Trichloroethane","5165","10121401","NA"]
["Nonpotable Water","EPA 601","1,1,2-Trichloroethane","5165","10102008","NA"]
["Nonpotable Water","EPA 624.1","1,1,2-Trichloroethane","5165","10298121","NA"]
["Nonpotable Water","SM 6200 B-2011","1,1,2-Trichloroethane","5165","20147017","NA"]
["Nonpotable Water","SM 6200 C-2011","1,1,2-Trichloroethane","5165","20147614","NA"]
["Nonpotable Water","EPA 601","1,1-Dichloroethane","4630","10102008","NA"]
["Nonpotable Water","EPA 624.1","1,1-Dichloroethane","4630","10298121","NA"]
["Nonpotable Water","SM 6200 B-2011","1,1-Dichloroethane","4630","20147017","NA"]
["Nonpotable Water","EPA 601","1,1-Dichloroethylene","4640","10102008","NA"]
["Nonpotable Water","EPA 624.1","1,1-Dichloroethylene","4640","10298121","NA"]
["Nonpotable Water","SM 6200 B-2011","1,1-Dichloroethylene","4640","20147017","NA"]
["Nonpotable Water","EPA 624.1","1,2,3-Trichloropropane ","5180","10298121","NA"]
["Nonpotable Water","EPA 624.1","1,2,3-Trimethylbenzene","5182","10298121","NA"]
["Nonpotable Water","EPA 1625B","1,2,4-Trichlorobenzene","5155","10237000","NA"]
["Nonpotable Water","EPA 612","1,2,4-Trichlorobenzene","5155","10104800","NA"]
["Nonpotable Water","EPA 625.1","1,2,4-Trichlorobenzene","5155","10300024","NA"]
["Nonpotable Water","SM 6410 B-2000","1,2,4-Trichlorobenzene","5155","20150054","NA"]
["Nonpotable Water","EPA 624.1","1,2,4-Trimethylbenzene","5210","10298121","NA"]
["Nonpotable Water","EPA 624.1","1,2-Dibromo-3-chloropropane (DBCP)","4570","10298121","NA"]
["Nonpotable Water","EPA 1625B","1,2-Dichlorobenzene (o-Dichlorobenzene)","4610","10237000","NA"]
["Nonpotable Water","EPA 601","1,2-Dichlorobenzene (o-Dichlorobenzene)","4610","10102008","NA"]
["Nonpotable Water","EPA 602","1,2-Dichlorobenzene (o-Dichlorobenzene)","4610","10102202","NA"]
["Nonpotable Water","EPA 624.1","1,2-Dichlorobenzene (o-Dichlorobenzene)","4610","10298121","NA"]
["Nonpotable Water","SM 6200 B-2011","1,2-Dichlorobenzene (o-Dichlorobenzene)","4610","20147017","NA"]
["Nonpotable Water","SM 6200 C-2011","1,2-Dichlorobenzene (o-Dichlorobenzene)","4610","20147614","NA"]
["Nonpotable Water","EPA 1624B","1,2-Dichloroethane (Ethylene dichloride)","4635","10121401","NA"]
["Nonpotable Water","EPA 601","1,2-Dichloroethane (Ethylene dichloride)","4635","10102008","NA"]
["Nonpotable Water","EPA 624.1","1,2-Dichloroethane (Ethylene dichloride)","4635","10298121","NA"]
["Nonpotable Water","SM 6200 B-2011","1,2-Dichloroethane (Ethylene dichloride)","4635","20147017","NA"]
["Nonpotable Water","SM 6200 C-2011","1,2-Dichloroethane (Ethylene dichloride)","4635","20147614","NA"]
["Nonpotable Water","EPA 1624B","1,2-Dichloropropane","4655","10121401","NA"]
["Nonpotable Water","EPA 601","1,2-Dichloropropane","4655","10102008","NA"]
["Nonpotable Water","EPA 624.1","1,2-Dichloropropane","4655","10298121","NA"]
["Nonpotable Water","SM 6200 B-2011","1,2-Dichloropropane","4655","20147017","NA"]
["Nonpotable Water","SM 6200 C-2011","1,2-Dichloropropane","4655","20147614","NA"]
["Nonpotable Water","EPA 625.1","1,2-Diphenylhydrazine","6220","10300024","NA"]
["Nonpotable Water","EPA 624.1","1,3,5-Trimethylbenzene","5215","10298121","NA"]
["Nonpotable Water","EPA 8330","1,3,5-Trinitro-1,3,5-triazacyclohexane (RDX) ","9432","10189807","NA"]
["Nonpotable Water","EPA 8330B","1,3,5-Trinitro-1,3,5-triazacyclohexane (RDX) ","9432","10308006","NA"]
["Nonpotable Water","EPA 1625B","1,3-Dichlorobenzene (m-Dichlorobenzene)","4615","10237000","NA"]
["Nonpotable Water","EPA 601","1,3-Dichlorobenzene (m-Dichlorobenzene)","4615","10102008","NA"]
["Nonpotable Water","EPA 602","1,3-Dichlorobenzene (m-Dichlorobenzene)","4615","10102202","NA"]
["Nonpotable Water","EPA 624.1","1,3-Dichlorobenzene (m-Dichlorobenzene)","4615","10298121","NA"]
["Nonpotable Water","SM 6200 B-2011","1,3-Dichlorobenzene (m-Dichlorobenzene)","4615","20147017","NA"]
["Nonpotable Water","SM 6200 C-2011","1,3-Dichlorobenzene (m-Dichlorobenzene)","4615","20147614","NA"]
["Nonpotable Water","EPA 1625B","1,4-Dichlorobenzene (p-Dichlorobenzene)","4620","10237000","NA"]
["Nonpotable Water","EPA 601","1,4-Dichlorobenzene (p-Dichlorobenzene)","4620","10102008","NA"]
["Nonpotable Water","EPA 602","1,4-Dichlorobenzene (p-Dichlorobenzene)","4620","10102202","NA"]
["Nonpotable Water","EPA 624.1","1,4-Dichlorobenzene (p-Dichlorobenzene)","4620","10298121","NA"]
["Nonpotable Water","SM 6200 B-2011","1,4-Dichlorobenzene (p-Dichlorobenzene)","4620","20147017","NA"]
["Nonpotable Water","SM 6200 C-2011","1,4-Dichlorobenzene (p-Dichlorobenzene)","4620","20147614","NA"]
["Nonpotable Water","EPA 625.1","1,4-Dinitrobenzene (1,4-DNB)","6165","10300024","NA"]
["Nonpotable Water","EPA 624.1","1,4-Dioxane (1,4- Diethyleneoxide) ","4735","10298121","NA"]
["Nonpotable Water","EPA 1633 -  Jan 24","11-chloroeicosafluoro-3-oxaundecane-1-sulfonic acid  (11CL-PF3OUdS)","9490","10123463","NA"]
["Nonpotable Water","EPA 1625B","2,2'-Oxybis(1-chloropropane), bis(2-Chloro-1-methylethyl)ether","4659","10237000","NA"]
["Nonpotable Water","EPA 611","2,2'-Oxybis(1-chloropropane), bis(2-Chloro-1-methylethyl)ether","4659","10104606","NA"]
["Nonpotable Water","EPA 625.1","2,2'-Oxybis(1-chloropropane), bis(2-Chloro-1-methylethyl)ether","4659","10300024","NA"]
["Nonpotable Water","SM 6410 B-2000","2,2'-Oxybis(1-chloropropane), bis(2-Chloro-1-methylethyl)ether","4659","20150054","NA"]
["Nonpotable Water","EPA 1613B","2,3,7,8-Tetrachlorodibenzo- p-dioxin (2,3,7,8-TCDD)","9618","10120602","NA"]
["Nonpotable Water","EPA 1625B","2,4,5-Trichlorophenol","6835","10237000","NA"]
["Nonpotable Water","EPA 1653A","2,4,5-Trichlorophenol","6835","10125403","NA"]
["Nonpotable Water","EPA 604","2,4,5-Trichlorophenol","6835","10102600","NA"]
["Nonpotable Water","EPA 625.1","2,4,5-Trichlorophenol","6835","10300024","NA"]
["Nonpotable Water","EPA 8330","2,4,6- Trinitrotoluene (TNT)","9651","10189807","NA"]
["Nonpotable Water","EPA 8330B","2,4,6- Trinitrotoluene (TNT)","9651","10308006","NA"]
["Nonpotable Water","EPA 625.1","2,4,6-Trichlorophenol","6840","10300024","NA"]
["Nonpotable Water","EPA 615","2,4-D","8545","10105609","NA"]
["Nonpotable Water","SM 6640 B-2001","2,4-D","8545","20155015","NA"]
["Nonpotable Water","EPA 1625B","2,4-Dichlorophenol","6000","10237000","NA"]
["Nonpotable Water","EPA 604","2,4-Dichlorophenol","6000","10102600","NA"]
["Nonpotable Water","EPA 625.1","2,4-Dichlorophenol","6000","10300024","NA"]
["Nonpotable Water","SM 6410 B-2000","2,4-Dichlorophenol","6000","20150054","NA"]
["Nonpotable Water","SM 6420 B-2000","2,4-Dichlorophenol","6000","20150850","NA"]
["Nonpotable Water","EPA 1625B","2,4-Dimethylphenol","6130","10237000","NA"]
["Nonpotable Water","EPA 606","2,4-Dimethylphenol","6130","10103205","NA"]
["Nonpotable Water","EPA 625.1","2,4-Dimethylphenol","6130","10300024","NA"]
["Nonpotable Water","SM 6410 B-2000","2,4-Dimethylphenol","6130","20150054","NA"]
["Nonpotable Water","EPA 1625B","2,4-Dinitrophenol","6175","10237000","NA"]
["Nonpotable Water","EPA 604","2,4-Dinitrophenol","6175","10102600","NA"]
["Nonpotable Water","EPA 625.1","2,4-Dinitrophenol","6175","10300024","NA"]
["Nonpotable Water","SM 6410 B-2000","2,4-Dinitrophenol","6175","20150054","NA"]
["Nonpotable Water","SM 6420 B-2000","2,4-Dinitrophenol","6175","20150850","NA"]
["Nonpotable Water","EPA 1625B","2,4-Dinitrotoluene (2,4-DNT)","6185","10237000","NA"]
["Nonpotable Water","EPA 609","2,4-Dinitrotoluene (2,4-DNT)","6185","10104208","NA"]
["Nonpotable Water","EPA 625.1","2,4-Dinitrotoluene (2,4-DNT)","6185","10300024","NA"]
["Nonpotable Water","SM 6410 B-2000","2,4-Dinitrotoluene (2,4-DNT)","6185","20150054","NA"]
["Nonpotable Water","EPA 1625B","2,6-Dinitrotoluene (2,6-DNT)","6190","10237000","NA"]
["Nonpotable Water","EPA 609","2,6-Dinitrotoluene (2,6-DNT)","6190","10104208","NA"]
["Nonpotable Water","EPA 625.1","2,6-Dinitrotoluene (2,6-DNT)","6190","10300024","NA"]
["Nonpotable Water","SM 6410 B-2000","2,6-Dinitrotoluene (2,6-DNT)","6190","20150054","NA"]
["Nonpotable Water","EPA 624.1","2-Butanone (Methyl ethyl ketone, MEK) ","4410","10298121","NA"]
["Nonpotable Water","EPA 1624B","2-Chloroethylvinyl ether","4500","10121401","NA"]
["Nonpotable Water","EPA 601","2-Chloroethylvinyl ether","4500","10102008","NA"]
["Nonpotable Water","EPA 624.1","2-Chloroethylvinyl ether","4500","10298121","NA"]
["Nonpotable Water","EPA 1625B","2-Chloronaphthalene","5795","10237000","NA"]
["Nonpotable Water","EPA 612","2-Chloronaphthalene","5795","10104800","NA"]
["Nonpotable Water","EPA 625.1","2-Chloronaphthalene","5795","10300024","NA"]
["Nonpotable Water","SM 6410 B-2000","2-Chloronaphthalene","5795","20150054","NA"]
["Nonpotable Water","EPA 1625B","2-Chlorophenol","5800","10237000","NA"]
["Nonpotable Water","EPA 604","2-Chlorophenol","5800","10102600","NA"]
["Nonpotable Water","EPA 625.1","2-Chlorophenol","5800","10300024","NA"]
["Nonpotable Water","SM 6410 B-2000","2-Chlorophenol","5800","20150054","NA"]
["Nonpotable Water","SM 6420 B-2000","2-Chlorophenol","5800","20150850","NA"]
["Nonpotable Water","EPA 624.1","2-Hexanone ","4860","10298121","NA"]
["Nonpotable Water","EPA 1671A","2-methoxyethanol","4935","10262201","NA"]
["Nonpotable Water","EPA 1625B","2-Methyl-4,6-dinitrophenol (4,6-Dinitro-2-methylphenol)","6360","10237000","NA"]
["Nonpotable Water","EPA 604","2-Methyl-4,6-dinitrophenol (4,6-Dinitro-2-methylphenol)","6360","10102600","NA"]
["Nonpotable Water","EPA 625.1","2-Methyl-4,6-dinitrophenol (4,6-Dinitro-2-methylphenol)","6360","10300024","NA"]
["Nonpotable Water","SM 6410 B-2000","2-Methyl-4,6-dinitrophenol (4,6-Dinitro-2-methylphenol)","6360","20150054","NA"]
["Nonpotable Water","SM 6420 B-2000","2-Methyl-4,6-dinitrophenol (4,6-Dinitro-2-methylphenol)","6360","20150850","NA"]
["Nonpotable Water","EPA 1625B","2-Nitrophenol","6490","10237000","NA"]
["Nonpotable Water","EPA 604","2-Nitrophenol","6490","10102600","NA"]
["Nonpotable Water","EPA 625.1","2-Nitrophenol","6490","10300024","NA"]
["Nonpotable Water","SM 6410 B-2000","2-Nitrophenol","6490","20150054","NA"]
["Nonpotable Water","SM 6420 B-2000","2-Nitrophenol","6490","20150850","NA"]
["Nonpotable Water","EPA 1633 -  Jan 24","2H,2H,3H,3H-Perfluorodecanoic acid (7:3 FTCA)","9340","10123463","NA"]
["Nonpotable Water","EPA 1633 -  Jan 24","2H,2H,3H,3H-Perfluorooctanoic acid (5:3 FTCA)","9338","10123463","NA"]
["Nonpotable Water","EPA 1625B","3,3'-Dichlorobenzidine","5945","10237000","NA"]
["Nonpotable Water","EPA 605","3,3'-Dichlorobenzidine","5945","10103001","NA"]
["Nonpotable Water","EPA 625.1","3,3'-Dichlorobenzidine","5945","10300024","NA"]
["Nonpotable Water","SM 6410 B-2000","3,3'-Dichlorobenzidine","5945","20150054","NA"]
["Nonpotable Water","EPA 608.3","4,4'-DDD","7355","10296614","NA"]
["Nonpotable Water","EPA 617","4,4'-DDD","7355","10106000","NA"]
["Nonpotable Water","EPA 625.1","4,4'-DDD","7355","10300024","NA"]
["Nonpotable Water","SM 6410 B-2000","4,4'-DDD","7355","20150054","NA"]
["Nonpotable Water","SM 6630 B-2007","4,4'-DDD","7355","20153462","NA"]
["Nonpotable Water","SM 6630 C-2007","4,4'-DDD","7355","20154261","NA"]
["Nonpotable Water","EPA 608.3","4,4'-DDE","7360","10296614","NA"]
["Nonpotable Water","EPA 617","4,4'-DDE","7360","10106000","NA"]
["Nonpotable Water","EPA 625.1","4,4'-DDE","7360","10300024","NA"]
["Nonpotable Water","SM 6410 B-2000","4,4'-DDE","7360","20150054","NA"]
["Nonpotable Water","SM 6630 B-2007","4,4'-DDE","7360","20153462","NA"]
["Nonpotable Water","SM 6630 C-2007","4,4'-DDE","7360","20154261","NA"]
["Nonpotable Water","EPA 608.3","4,4'-DDT","7365","10296614","NA"]
["Nonpotable Water","EPA 617","4,4'-DDT","7365","10106000","NA"]
["Nonpotable Water","EPA 625.1","4,4'-DDT","7365","10300024","NA"]
["Nonpotable Water","SM 6410 B-2000","4,4'-DDT","7365","20150054","NA"]
["Nonpotable Water","SM 6630 B-2007","4,4'-DDT","7365","20153462","NA"]
["Nonpotable Water","SM 6630 C-2007","4,4'-DDT","7365","20154261","NA"]
["Nonpotable Water","EPA 1633 -  Jan 24","4,4,5,5,6,6,6-Heptafluorohexanoic acid (3:3 FTCA)","9353","10123463","NA"]
["Nonpotable Water","EPA 1633 -  Jan 24","4,8-dioxa-3H-perfluorononanoic acid (ADONA)","6951","10123463","NA"]
["Nonpotable Water","EPA 1625B","4-Bromophenyl phenyl ether (BDE-3)","5660","10237000","NA"]
["Nonpotable Water","EPA 611","4-Bromophenyl phenyl ether (BDE-3)","5660","10104606","NA"]
["Nonpotable Water","EPA 625.1","4-Bromophenyl phenyl ether (BDE-3)","5660","10300024","NA"]
["Nonpotable Water","SM 6410 B-2000","4-Bromophenyl phenyl ether (BDE-3)","5660","20150054","NA"]
["Nonpotable Water","EPA 1625B","4-Chloro-3-methyl phenol","5700","10237000","NA"]
["Nonpotable Water","EPA 604","4-Chloro-3-methyl phenol","5700","10102600","NA"]
["Nonpotable Water","EPA 625.1","4-Chloro-3-methyl phenol","5700","10300024","NA"]
["Nonpotable Water","SM 6410 B-2000","4-Chloro-3-methyl phenol","5700","20150054","NA"]
["Nonpotable Water","SM 6420 B-2000","4-Chloro-3-methyl phenol","5700","20150850","NA"]
["Nonpotable Water","EPA 1625B","4-Chlorophenyl phenyl ether","5825","10237000","NA"]
["Nonpotable Water","EPA 611","4-Chlorophenyl phenyl ether","5825","10104606","NA"]
["Nonpotable Water","EPA 625.1","4-Chlorophenyl phenyl ether","5825","10300024","NA"]
["Nonpotable Water","SM 6410 B-2000","4-Chlorophenyl phenyl ether","5825","20150054","NA"]
["Nonpotable Water","EPA 1624C","4-Methyl-2-pentanone (MIBK)","4995","10258409","NA"]
["Nonpotable Water","EPA 1666A","4-Methyl-2-pentanone (MIBK)","4995","10128208","NA"]
["Nonpotable Water","EPA 524.2","4-Methyl-2-pentanone (MIBK)","4995","10088809","524.2"]
["Nonpotable Water","EPA 624.1","4-Methyl-2-pentanone (MIBK)","4995","10298121","NA"]
["Nonpotable Water","EPA 625.1","4-Methylphenol (p-Cresol)","6410","10300024","NA"]
["Nonpotable Water","EPA 625.1","4-Nitrophenol","6500","10300024","NA"]
["Nonpotable Water","EPA 1625B","Acenaphthene","5500","10237000","NA"]
["Nonpotable Water","EPA 610 (GC)","Acenaphthene","5500","10242203","NA"]
["Nonpotable Water","EPA 610 (HPLC)","Acenaphthene","5500","10297004","NA"]
["Nonpotable Water","EPA 625.1","Acenaphthene","5500","10300024","NA"]
["Nonpotable Water","SM 6410 B-2000","Acenaphthene","5500","20150054","NA"]
["Nonpotable Water","SM 6440 B-2005","Acenaphthene","5500","20151660","NA"]
["Nonpotable Water","EPA 1625B","Acenaphthylene","5505","10237000","NA"]
["Nonpotable Water","EPA 610 (GC)","Acenaphthylene","5505","10242203","NA"]
["Nonpotable Water","EPA 610 (HPLC)","Acenaphthylene","5505","10297004","NA"]
["Nonpotable Water","EPA 625.1","Acenaphthylene","5505","10300024","NA"]
["Nonpotable Water","SM 6410 B-2000","Acenaphthylene","5505","20150054","NA"]
["Nonpotable Water","SM 6440 B-2005","Acenaphthylene","5505","20151660","NA"]
["Nonpotable Water","EPA 505","Acetochlor","4310","10083406","505"]
["Nonpotable Water","EPA 507","Acetochlor","4310","10084603","507"]
["Nonpotable Water","EPA 524.2","Acetone","4315","10088809","524.2"]
["Nonpotable Water","EPA 624.1","Acetone","4315","10298121","NA"]
["Nonpotable Water","EPA 1671A","Acetonitrile (Methyl Cyanide)","4320","10262201","NA"]
["Nonpotable Water","SM 2310 B-2011","Acidity, as CaCO3","1500","20044615","NA"]
["Nonpotable Water","SM 2310 B-2020","Acidity, as CaCO3","1500","20044422","NA"]
["Nonpotable Water","EPA 1624B","Acrolein (Propenal)","4325","10121401","NA"]
["Nonpotable Water","EPA 603","Acrolein (Propenal)","4325","10102406","NA"]
["Nonpotable Water","EPA 624.1","Acrolein (Propenal)","4325","10298121","NA"]
["Nonpotable Water","EPA 1624B","Acrylonitrile","4340","10121401","NA"]
["Nonpotable Water","EPA 603","Acrylonitrile","4340","10102406","NA"]
["Nonpotable Water","EPA 624.1","Acrylonitrile","4340","10298121","NA"]
["Nonpotable Water","EPA 505","Alachlor","7005","10083406","505"]
["Nonpotable Water","EPA 507","Alachlor","7005","10084603","507"]
["Nonpotable Water","EPA 608.3","Alachlor","7005","10296614","NA"]
["Nonpotable Water","EPA 625.1","Alachlor","7005","10300024","NA"]
["Nonpotable Water","EPA 608.3","Aldrin","7025","10296614","NA"]
["Nonpotable Water","EPA 617","Aldrin","7025","10106000","NA"]
["Nonpotable Water","EPA 625.1","Aldrin","7025","10300024","NA"]
["Nonpotable Water","SM 6410 B-2000","Aldrin","7025","20150054","NA"]
["Nonpotable Water","SM 6630 B-2007","Aldrin","7025","20153462","NA"]
["Nonpotable Water","SM 6630 C-2007","Aldrin","7025","20154261","NA"]
["Nonpotable Water","EPA 608.3","alpha-BHC (alpha-Hexachlorocyclohexane)","7110","10296614","NA"]
["Nonpotable Water","EPA 617","alpha-BHC (alpha-Hexachlorocyclohexane)","7110","10106000","NA"]
["Nonpotable Water","EPA 625.1","alpha-BHC (alpha-Hexachlorocyclohexane)","7110","10300024","NA"]
["Nonpotable Water","SM 6410 B-2000","alpha-BHC (alpha-Hexachlorocyclohexane)","7110","20150054","NA"]
["Nonpotable Water","SM 6630 B-2007","alpha-BHC (alpha-Hexachlorocyclohexane)","7110","20153462","NA"]
["Nonpotable Water","SM 6630 C-2007","alpha-BHC (alpha-Hexachlorocyclohexane)","7110","20154261","NA"]
["Nonpotable Water","EPA 625.1","alpha-Terpineol","6700","10300024","NA"]
["Nonpotable Water","EPA 200.5","Aluminum","1000","10213975","200.5"]
["Nonpotable Water","EPA 200.7","Aluminum","1000","10013806","200.7"]
["Nonpotable Water","EPA 200.8","Aluminum","1000","10014605","200.8"]
["Nonpotable Water","EPA 200.9","Aluminum","1000","10015404","NA"]
["Nonpotable Water","SM 3111 D-2011","Aluminum","1000","20057118","NA"]
["Nonpotable Water","SM 3111 E-2011","Aluminum","1000","20057312","NA"]
["Nonpotable Water","SM 3120 B-2011","Aluminum","1000","20061227","NA"]
["Nonpotable Water","SM 3125 B-2011","Aluminum","1000","20061863","NA"]
["Nonpotable Water","SM 3500-Al B-2011","Aluminum","1000","20062662","NA"]
["Nonpotable Water","EPA 350.1","Ammonia as N","1515","10063602","350.1"]
["Nonpotable Water","Hach 10205","Ammonia as N","1515","60005018","NA"]
["Nonpotable Water","SM 4500-NH3 C-2011","Ammonia as N","1515","20108412","4500NH3-C"]
["Nonpotable Water","SM 4500-NH3 D-2011","Ammonia as N","1515","20109415","4500NH3-D"]
["Nonpotable Water","SM 4500-NH3 E-2011","Ammonia as N","1515","20113013","4500 NH3-E"]
["Nonpotable Water","SM 4500-NH3 F-2011","Ammonia as N","1515","20023567","4500 NH3-F"]
["Nonpotable Water","SM 4500-NH3 G-2011","Ammonia as N","1515","20111415","4500 NH3-G"]
["Nonpotable Water","SM 4500-NH3 H-2011","Ammonia as N","1515","20112214","4500 NH3-H"]
["Nonpotable Water","SM 4500-NH3 H-2021","Ammonia as N","1515","20112225",""]
["Nonpotable Water","Timberline Ammonia-001","Ammonia as N","1515","60034302","TIMBERLINE"]
["Nonpotable Water","SM 4500-NH3 B-2011","Ammonia Distillation","1404","20106018","NA"]
["Nonpotable Water","EPA 1625B","Anthracene","5555","10237000","NA"]
["Nonpotable Water","EPA 610 (GC)","Anthracene","5555","10242203","NA"]
["Nonpotable Water","EPA 610 (HPLC)","Anthracene","5555","10297004","NA"]
["Nonpotable Water","EPA 625.1","Anthracene","5555","10300024","NA"]
["Nonpotable Water","SM 6410 B-2000","Anthracene","5555","20150054","NA"]
["Nonpotable Water","SM 6440 B-2005","Anthracene","5555","20151660","NA"]
["Nonpotable Water","EPA 200.5","Antimony","1005","10213975","200.5"]
["Nonpotable Water","EPA 200.7","Antimony","1005","10013806","200.7"]
["Nonpotable Water","EPA 200.8","Antimony","1005","10014605","200.8"]
["Nonpotable Water","EPA 200.9","Antimony","1005","10015404","NA"]
["Nonpotable Water","SM 3111 B-2011","Antimony","1005","20055429","NA"]
["Nonpotable Water","SM 3113 B-2010","Antimony","1005","20058859","3113B"]
["Nonpotable Water","SM 3120 B-2011","Antimony","1005","20061227","NA"]
["Nonpotable Water","SM 3125 B-2011","Antimony","1005","20061863","NA"]
["Nonpotable Water","EPA 608.3","Aroclor-1016 (PCB-1016)","8880","10296614","NA"]
["Nonpotable Water","EPA 625.1","Aroclor-1016 (PCB-1016)","8880","10300024","NA"]
["Nonpotable Water","SM 6410 B-2000","Aroclor-1016 (PCB-1016)","8880","20150054","NA"]
["Nonpotable Water","EPA 608.3","Aroclor-1221 (PCB-1221)","8885","10296614","NA"]
["Nonpotable Water","EPA 625.1","Aroclor-1221 (PCB-1221)","8885","10300024","NA"]
["Nonpotable Water","SM 6410 B-2000","Aroclor-1221 (PCB-1221)","8885","20150054","NA"]
["Nonpotable Water","EPA 608.3","Aroclor-1232 (PCB-1232)","8890","10296614","NA"]
["Nonpotable Water","EPA 625.1","Aroclor-1232 (PCB-1232)","8890","10300024","NA"]
["Nonpotable Water","SM 6410 B-2000","Aroclor-1232 (PCB-1232)","8890","20150054","NA"]
["Nonpotable Water","EPA 608.3","Aroclor-1242 (PCB-1242)","8895","10296614","NA"]
["Nonpotable Water","EPA 625.1","Aroclor-1242 (PCB-1242)","8895","10300024","NA"]
["Nonpotable Water","SM 6410 B-2000","Aroclor-1242 (PCB-1242)","8895","20150054","NA"]
["Nonpotable Water","EPA 608.3","Aroclor-1248 (PCB-1248)","8900","10296614","NA"]
["Nonpotable Water","EPA 625.1","Aroclor-1248 (PCB-1248)","8900","10300024","NA"]
["Nonpotable Water","SM 6410 B-2000","Aroclor-1248 (PCB-1248)","8900","20150054","NA"]
["Nonpotable Water","EPA 608.3","Aroclor-1254 (PCB-1254)","8905","10296614","NA"]
["Nonpotable Water","EPA 625.1","Aroclor-1254 (PCB-1254)","8905","10300024","NA"]
["Nonpotable Water","SM 6410 B-2000","Aroclor-1254 (PCB-1254)","8905","20150054","NA"]
["Nonpotable Water","EPA 608.3","Aroclor-1260 (PCB-1260)","8910","10296614","NA"]
["Nonpotable Water","EPA 625.1","Aroclor-1260 (PCB-1260)","8910","10300024","NA"]
["Nonpotable Water","SM 6410 B-2000","Aroclor-1260 (PCB-1260)","8910","20150054","NA"]
["Nonpotable Water","EPA 200.5","Arsenic","1010","10213975","200.5"]
["Nonpotable Water","EPA 200.7","Arsenic","1010","10013806","200.7"]
["Nonpotable Water","EPA 200.8","Arsenic","1010","10014605","200.8"]
["Nonpotable Water","EPA 200.9","Arsenic","1010","10015404","NA"]
["Nonpotable Water","SM 3113 B-2010","Arsenic","1010","20058859","3113B"]
["Nonpotable Water","SM 3114 B-2011","Arsenic","1010","20060224","NA"]
["Nonpotable Water","SM 3114 C-2011","Arsenic","1010","20060268","NA"]
["Nonpotable Water","SM 3120 B-2011","Arsenic","1010","20061227","NA"]
["Nonpotable Water","SM 3125 B-2011","Arsenic","1010","20061863","NA"]
["Nonpotable Water","SM 3500-As B-2011","Arsenic","1010","20064011","3500AS-B"]
["Nonpotable Water","EPA 507","Atrazine","7065","10084603","507"]
["Nonpotable Water","EPA 608.3","Atrazine","7065","10296614","NA"]
["Nonpotable Water","EPA 619","Atrazine","7065","10106408","NA"]
["Nonpotable Water","EPA 625.1","Atrazine","7065","10300024","NA"]
["Nonpotable Water","OIA 1677-09","available cyanide","1523","60031450",""]
["Nonpotable Water","EPA 200.5","Barium","1015","10213975","200.5"]
["Nonpotable Water","EPA 200.7","Barium","1015","10013806","200.7"]
["Nonpotable Water","EPA 200.8","Barium","1015","10014605","200.8"]
["Nonpotable Water","SM 3111 D-2011","Barium","1015","20057118","NA"]
["Nonpotable Water","SM 3113 B-2010","Barium","1015","20058859","3113B"]
["Nonpotable Water","SM 3120 B-2011","Barium","1015","20061227","NA"]
["Nonpotable Water","SM 3125 B-2011","Barium","1015","20061863","NA"]
["Nonpotable Water","EPA 1624B","Benzene","4375","10121401","NA"]
["Nonpotable Water","EPA 602","Benzene","4375","10102202","NA"]
["Nonpotable Water","EPA 624.1","Benzene","4375","10298121","NA"]
["Nonpotable Water","SM 6200 B-2011","Benzene","4375","20147017","NA"]
["Nonpotable Water","SM 6200 C-2011","Benzene","4375","20147614","NA"]
["Nonpotable Water","EPA 625.1","Benzidine","5595","10300024","NA"]
["Nonpotable Water","EPA 1625B","Benzo(a)anthracene","5575","10237000","NA"]
["Nonpotable Water","EPA 610 (GC)","Benzo(a)anthracene","5575","10242203","NA"]
["Nonpotable Water","EPA 610 (HPLC)","Benzo(a)anthracene","5575","10297004","NA"]
["Nonpotable Water","EPA 625.1","Benzo(a)anthracene","5575","10300024","NA"]
["Nonpotable Water","SM 6410 B-2000","Benzo(a)anthracene","5575","20150054","NA"]
["Nonpotable Water","SM 6440 B-2005","Benzo(a)anthracene","5575","20151660","NA"]
["Nonpotable Water","EPA 1625B","Benzo(a)pyrene","5580","10237000","NA"]
["Nonpotable Water","EPA 610 (GC)","Benzo(a)pyrene","5580","10242203","NA"]
["Nonpotable Water","EPA 610 (HPLC)","Benzo(a)pyrene","5580","10297004","NA"]
["Nonpotable Water","EPA 625.1","Benzo(a)pyrene","5580","10300024","NA"]
["Nonpotable Water","SM 6410 B-2000","Benzo(a)pyrene","5580","20150054","NA"]
["Nonpotable Water","SM 6440 B-2005","Benzo(a)pyrene","5580","20151660","NA"]
["Nonpotable Water","EPA 610 (GC)","Benzo(g,h,i)perylene","5590","10242203","NA"]
["Nonpotable Water","EPA 610 (HPLC)","Benzo(g,h,i)perylene","5590","10297004","NA"]
["Nonpotable Water","EPA 625.1","Benzo(g,h,i)perylene","5590","10300024","NA"]
["Nonpotable Water","SM 6410 B-2000","Benzo(g,h,i)perylene","5590","20150054","NA"]
["Nonpotable Water","SM 6440 B-2005","Benzo(g,h,i)perylene","5590","20151660","NA"]
["Nonpotable Water","EPA 610 (GC)","Benzo(k)fluoranthene","5600","10242203","NA"]
["Nonpotable Water","EPA 610 (HPLC)","Benzo(k)fluoranthene","5600","10297004","NA"]
["Nonpotable Water","EPA 625.1","Benzo(k)fluoranthene","5600","10300024","NA"]
["Nonpotable Water","SM 6410 B-2000","Benzo(k)fluoranthene","5600","20150054","NA"]
["Nonpotable Water","SM 6440 B-2005","Benzo(k)fluoranthene","5600","20151660","NA"]
["Nonpotable Water","EPA 610 (GC)","Benzo[b]fluoranthene","5585","10242203","NA"]
["Nonpotable Water","EPA 610 (HPLC)","Benzo[b]fluoranthene","5585","10297004","NA"]
["Nonpotable Water","EPA 625.1","Benzo[b]fluoranthene","5585","10300024","NA"]
["Nonpotable Water","SM 6410 B-2000","Benzo[b]fluoranthene","5585","20150054","NA"]
["Nonpotable Water","SM 6440 B-2005","Benzo[b]fluoranthene","5585","20151660","NA"]
["Nonpotable Water","EPA 625.1","Benzoic acid","5610","10300024","NA"]
["Nonpotable Water","EPA 625.1","Benzyl alcohol","5630","10300024","NA"]
["Nonpotable Water","EPA 200.5","Beryllium","1020","10213975","200.5"]
["Nonpotable Water","EPA 200.7","Beryllium","1020","10013806","200.7"]
["Nonpotable Water","EPA 200.8","Beryllium","1020","10014605","200.8"]
["Nonpotable Water","EPA 200.9","Beryllium","1020","10015404","NA"]
["Nonpotable Water","SM 3111 D-2011","Beryllium","1020","20057118","NA"]
["Nonpotable Water","SM 3111 E-2011","Beryllium","1020","20057312","NA"]
["Nonpotable Water","SM 3113 B-2010","Beryllium","1020","20058859","3113B"]
["Nonpotable Water","SM 3120 B-2011","Beryllium","1020","20061227","NA"]
["Nonpotable Water","SM 3125 B-2011","Beryllium","1020","20061863","NA"]
["Nonpotable Water","EPA 608.3","beta-BHC (beta-Hexachlorocyclohexane)","7115","10296614","NA"]
["Nonpotable Water","EPA 617","beta-BHC (beta-Hexachlorocyclohexane)","7115","10106000","NA"]
["Nonpotable Water","EPA 625.1","beta-BHC (beta-Hexachlorocyclohexane)","7115","10300024","NA"]
["Nonpotable Water","SM 6410 B-2000","beta-BHC (beta-Hexachlorocyclohexane)","7115","20150054","NA"]
["Nonpotable Water","SM 6630 B-2007","beta-BHC (beta-Hexachlorocyclohexane)","7115","20153462","NA"]
["Nonpotable Water","SM 6630 C-2007","beta-BHC (beta-Hexachlorocyclohexane)","7115","20154261","NA"]
["Nonpotable Water","SM 5210 B-2011","Biochemical Oxygen Demand (BOD)","1530","20135266","NA"]
["Nonpotable Water","SM 5210 B-2016","Biochemical Oxygen Demand (BOD)","1530","20135039","NA"]
["Nonpotable Water","EPA 1625B","bis(2-Chloroethoxy)methane","5760","10237000","NA"]
["Nonpotable Water","EPA 611","bis(2-Chloroethoxy)methane","5760","10104606","NA"]
["Nonpotable Water","EPA 625.1","bis(2-Chloroethoxy)methane","5760","10300024","NA"]
["Nonpotable Water","SM 6410 B-2000","bis(2-Chloroethoxy)methane","5760","20150054","NA"]
["Nonpotable Water","EPA 1625B","bis(2-Chloroethyl) ether","5765","10237000","NA"]
["Nonpotable Water","EPA 611","bis(2-Chloroethyl) ether","5765","10104606","NA"]
["Nonpotable Water","EPA 625.1","bis(2-Chloroethyl) ether","5765","10300024","NA"]
["Nonpotable Water","SM 6410 B-2000","bis(2-Chloroethyl) ether","5765","20150054","NA"]
["Nonpotable Water","EPA 200.5","Boron","1025","10213975","200.5"]
["Nonpotable Water","EPA 200.7","Boron","1025","10013806","200.7"]
["Nonpotable Water","EPA 200.8","Boron","1025","10014605","200.8"]
["Nonpotable Water","SM 3120 B-2011","Boron","1025","20061227","NA"]
["Nonpotable Water","SM 3125 B-2011","Boron","1025","20061863","NA"]
["Nonpotable Water","EPA 300.1","Bromate","1535","10275602","300.1"]
["Nonpotable Water","EPA 300.0","Bromide","1540","10053200","300.0"]
["Nonpotable Water","EPA 300.1","Bromide","1540","10275602","300.1"]
["Nonpotable Water","SM 4110 B-2011","Bromide","1540","20076919","NA"]
["Nonpotable Water","SM 4110 C-2011","Bromide","1540","20076964","NA"]
["Nonpotable Water","SM 4110 D-2011","Bromide","1540","20076942","NA"]
["Nonpotable Water","SM 4140 B-2011","Bromide","1540","20076986","NA"]
["Nonpotable Water","EPA 1624B","Bromodichloromethane","4395","10121401","NA"]
["Nonpotable Water","EPA 601","Bromodichloromethane","4395","10102008","NA"]
["Nonpotable Water","EPA 624.1","Bromodichloromethane","4395","10298121","NA"]
["Nonpotable Water","SM 6200 B-2011","Bromodichloromethane","4395","20147017","NA"]
["Nonpotable Water","SM 6200 C-2011","Bromodichloromethane","4395","20147614","NA"]
["Nonpotable Water","EPA 1624B","Bromoform","4400","10121401","NA"]
["Nonpotable Water","EPA 601","Bromoform","4400","10102008","NA"]
["Nonpotable Water","EPA 624.1","Bromoform","4400","10298121","NA"]
["Nonpotable Water","SM 6200 B-2011","Bromoform","4400","20147017","NA"]
["Nonpotable Water","SM 6200 C-2011","Bromoform","4400","20147614","NA"]
["Nonpotable Water","EPA 505","Butachlor","7160","10083406","505"]
["Nonpotable Water","EPA 507","Butachlor","7160","10084603","507"]
["Nonpotable Water","EPA 608.3","Butachlor","7160","10296614","NA"]
["Nonpotable Water","EPA 625.1","Butachlor","7160","10300024","NA"]
["Nonpotable Water","EPA 1666A","Butyl acetate","4403","10128208","NA"]
["Nonpotable Water","EPA 624.1","Butyl acetate","4403","10298121","NA"]
["Nonpotable Water","EPA 1625B","Butyl benzyl phthalate","5670","10237000","NA"]
["Nonpotable Water","EPA 606","Butyl benzyl phthalate","5670","10103205","NA"]
["Nonpotable Water","EPA 625.1","Butyl benzyl phthalate","5670","10300024","NA"]
["Nonpotable Water","SM 6410 B-2000","Butyl benzyl phthalate","5670","20150054","NA"]
["Nonpotable Water","EPA 200.5","Cadmium","1030","10213975","200.5"]
["Nonpotable Water","EPA 200.7","Cadmium","1030","10013806","200.7"]
["Nonpotable Water","EPA 200.8","Cadmium","1030","10014605","200.8"]
["Nonpotable Water","EPA 200.9","Cadmium","1030","10015404","NA"]
["Nonpotable Water","SM 3111 B-2011","Cadmium","1030","20055429","NA"]
["Nonpotable Water","SM 3111 C-2011","Cadmium","1030","20056319","NA"]
["Nonpotable Water","SM 3113 B-2010","Cadmium","1030","20058859","3113B"]
["Nonpotable Water","SM 3120 B-2011","Cadmium","1030","20061227","NA"]
["Nonpotable Water","SM 3500-Cd D-1990","Cadmium","1030","20065650","NA"]
["Nonpotable Water","EPA 200.5","Calcium","1035","10213975","200.5"]
["Nonpotable Water","EPA 200.7","Calcium","1035","10013806","200.7"]
["Nonpotable Water","EPA 200.8","Calcium","1035","10014605","200.8"]
["Nonpotable Water","SM 3111 B-2011","Calcium","1035","20055429","NA"]
["Nonpotable Water","SM 3120 B-2011","Calcium","1035","20061227","NA"]
["Nonpotable Water","SM 3125 B-2011","Calcium","1035","20061863","NA"]
["Nonpotable Water","SM 3500-Ca B-2011","Calcium","1035","20065014","NA"]
["Nonpotable Water","SM 2340 B-2011","Calcium hardness as CaCO3","1550","20046611","2340B"]
["Nonpotable Water","SM 2340 B-2021","Calcium hardness as CaCO3","1550","20046440",""]
["Nonpotable Water","SM 2340 C-2011","Calcium hardness as CaCO3","1550","20047614","2340C"]
["Nonpotable Water","EPA 624.1","Carbon disulfide ","4450","10298121","NA"]
["Nonpotable Water","EPA 1624B","Carbon Tetrachloride","4455","10121401","NA"]
["Nonpotable Water","EPA 601","Carbon Tetrachloride","4455","10102008","NA"]
["Nonpotable Water","EPA 624.1","Carbon Tetrachloride","4455","10298121","NA"]
["Nonpotable Water","SM 6200 B-2011","Carbon Tetrachloride","4455","20147017","NA"]
["Nonpotable Water","SM 6200 C-2011","Carbon Tetrachloride","4455","20147614","NA"]
["Nonpotable Water","SM 5210 B-2011","Carbonaceous BOD (CBOD)","1555","20135266","NA"]
["Nonpotable Water","SM 5210 B-2016","Carbonaceous BOD (CBOD)","1555","20135039","NA"]
["Nonpotable Water","EPA 2002.0 - Ceriodaphnia Acute Toxicity","Ceriodaphnia dubia","3315","10214581","NA"]
["Nonpotable Water","EPA 410.4","Chemical Oxygen Demand (COD)","1565","10077404","NA"]
["Nonpotable Water","HACH 8000","Chemical Oxygen Demand (COD)","1565","60003001","NA"]
["Nonpotable Water","SM 5220 B-2011","Chemical Oxygen Demand (COD)","1565","20135391","NA"]
["Nonpotable Water","SM 5220 C-2011","Chemical Oxygen Demand (COD)","1565","20136010","NA"]
["Nonpotable Water","SM 5220 D-2011","Chemical Oxygen Demand (COD)","1565","20136816","NA"]
["Nonpotable Water","EPA 608.3","Chlordane (tech.)","7250","10296614","NA"]
["Nonpotable Water","EPA 617","Chlordane (tech.)","7250","10106000","NA"]
["Nonpotable Water","EPA 625.1","Chlordane (tech.)","7250","10300024","NA"]
["Nonpotable Water","SM 6410 B-2000","Chlordane (tech.)","7250","20150054","NA"]
["Nonpotable Water","SM 6630 B-2007","Chlordane (tech.)","7250","20153462","NA"]
["Nonpotable Water","SM 6630 C-2007","Chlordane (tech.)","7250","20154261","NA"]
["Nonpotable Water","EPA 300.0","Chloride","1575","10053200","300.0"]
["Nonpotable Water","EPA 300.1","Chloride","1575","10275602","300.1"]
["Nonpotable Water","SM 4110 B-2011","Chloride","1575","20076919","NA"]
["Nonpotable Water","SM 4110 C-2011","Chloride","1575","20076964","NA"]
["Nonpotable Water","SM 4140 B-2011","Chloride","1575","20076986","NA"]
["Nonpotable Water","SM 4500-Cl¯ B-2011","Chloride","1575","20084611","NA"]
["Nonpotable Water","SM 4500-Cl¯ C-2011","Chloride","1575","20085216","NA"]
["Nonpotable Water","SM 4500-Cl¯ D-2011","Chloride","1575","20085818","NA"]
["Nonpotable Water","SM 4500-Cl¯ E-2011","Chloride","1575","20086811","NA"]
["Nonpotable Water","SM 4500-Cl¯ E-2021","Chloride","1575","20086822",""]
["Nonpotable Water","USGS I-1184-85","Chloride","1575","40001807","NA"]
["Nonpotable Water","USGS I-1187-85","Chloride","1575","40002004","NA"]
["Nonpotable Water","EPA 1624B","Chlorobenzene","4475","10121401","NA"]
["Nonpotable Water","EPA 601","Chlorobenzene","4475","10102008","NA"]
["Nonpotable Water","EPA 602","Chlorobenzene","4475","10102202","NA"]
["Nonpotable Water","EPA 624.1","Chlorobenzene","4475","10298121","NA"]
["Nonpotable Water","SM 6200 B-2011","Chlorobenzene","4475","20147017","NA"]
["Nonpotable Water","SM 6200 C-2011","Chlorobenzene","4475","20147614","NA"]
["Nonpotable Water","EPA 1624B","Chlorodibromomethane","4575","10121401","NA"]
["Nonpotable Water","EPA 601","Chlorodibromomethane","4575","10102008","NA"]
["Nonpotable Water","EPA 624.1","Chlorodibromomethane","4575","10298121","NA"]
["Nonpotable Water","SM 6200 B-2011","Chlorodibromomethane","4575","20147017","NA"]
["Nonpotable Water","SM 6200 C-2011","Chlorodibromomethane","4575","20147614","NA"]
["Nonpotable Water","EPA 1624B","Chloroethane (Ethyl chloride)","4485","10121401","NA"]
["Nonpotable Water","EPA 601","Chloroethane (Ethyl chloride)","4485","10102008","NA"]
["Nonpotable Water","EPA 624.1","Chloroethane (Ethyl chloride)","4485","10298121","NA"]
["Nonpotable Water","SM 6200 B-2011","Chloroethane (Ethyl chloride)","4485","20147017","NA"]
["Nonpotable Water","SM 6200 C-2011","Chloroethane (Ethyl chloride)","4485","20147614","NA"]
["Nonpotable Water","EPA 1624B","Chloroform","4505","10121401","NA"]
["Nonpotable Water","EPA 601","Chloroform","4505","10102008","NA"]
["Nonpotable Water","EPA 624.1","Chloroform","4505","10298121","NA"]
["Nonpotable Water","SM 6200 B-2011","Chloroform","4505","20147017","NA"]
["Nonpotable Water","SM 6200 C-2011","Chloroform","4505","20147614","NA"]
["Nonpotable Water","EPA 200.7","Chromium (Total)","1040","10013806","200.7"]
["Nonpotable Water","SM 3120 B","Chromium (Total)","1040","20060804","3120B"]
["Nonpotable Water","EPA 218.6","Chromium (VI)","1045","10028009","NA"]
["Nonpotable Water","Hach 8023","Chromium (VI)","1045","60003545","NA"]
["Nonpotable Water","SM 3111 C-2011","Chromium (VI)","1045","20056319","NA"]
["Nonpotable Water","SM 3500-Cr B-2011","Chromium (VI)","1045","20066266","NA"]
["Nonpotable Water","SM 3500-Cr B-2020","Chromium (VI)","1045","20066277",""]
["Nonpotable Water","SM 3500-Cr C-2011","Chromium (VI)","1045","20068364","NA"]
["Nonpotable Water","EPA 1625B","Chrysene","5855","10237000","NA"]
["Nonpotable Water","EPA 610 (GC)","Chrysene","5855","10242203","NA"]
["Nonpotable Water","EPA 610 (HPLC)","Chrysene","5855","10297004","NA"]
["Nonpotable Water","EPA 625.1","Chrysene","5855","10300024","NA"]
["Nonpotable Water","SM 6410 B-2000","Chrysene","5855","20150054","NA"]
["Nonpotable Water","SM 6440 B-2005","Chrysene","5855","20151660","NA"]
["Nonpotable Water","EPA 601","cis-1,2-Dichloroethylene","4645","10102008","NA"]
["Nonpotable Water","EPA 624.1","cis-1,2-Dichloroethylene","4645","10298121","NA"]
["Nonpotable Water","EPA 1624B","cis-1,3-Dichloropropene","4680","10121401","NA"]
["Nonpotable Water","EPA 601","cis-1,3-Dichloropropene","4680","10102008","NA"]
["Nonpotable Water","EPA 624.1","cis-1,3-Dichloropropene","4680","10298121","NA"]
["Nonpotable Water","SM 6200 B-2011","cis-1,3-Dichloropropene","4680","20147017","NA"]
["Nonpotable Water","SM 6200 C-2011","cis-1,3-Dichloropropene","4680","20147614","NA"]
["Nonpotable Water","EPA 200.5","Cobalt","1050","10213975","200.5"]
["Nonpotable Water","EPA 200.7","Cobalt","1050","10013806","200.7"]
["Nonpotable Water","EPA 200.8","Cobalt","1050","10014605","200.8"]
["Nonpotable Water","SM 3111 B-2011","Cobalt","1050","20055429","NA"]
["Nonpotable Water","SM 3111 C-2011","Cobalt","1050","20056319","NA"]
["Nonpotable Water","SM 3113 B-2010","Cobalt","1050","20058859","3113B"]
["Nonpotable Water","SM 3120 B-2011","Cobalt","1050","20061227","NA"]
["Nonpotable Water","SM 3125 B-2011","Cobalt","1050","20061863","NA"]
["Nonpotable Water","SM 2120 B-2011","Color","1605","20039310","NA"]
["Nonpotable Water","SM 2120 B-2021","Color","1605","20039047","NA"]
["Nonpotable Water","SM 2120 F-2011","Color","1605","20041810","NA"]
["Nonpotable Water","EPA 120.1","Conductivity","1610","10006403","NA"]
["Nonpotable Water","SM 2510 B-2011","Conductivity","1610","20048617","2510B"]
["Nonpotable Water","SM 2510 B-2021","Conductivity","1610","20048446",""]
["Nonpotable Water","EPA 200.5","Copper","1055","10213975","200.5"]
["Nonpotable Water","EPA 200.7","Copper","1055","10013806","200.7"]
["Nonpotable Water","EPA 200.8","Copper","1055","10014605","200.8"]
["Nonpotable Water","EPA 200.9","Copper","1055","10015404","NA"]
["Nonpotable Water","HACH 8506","Copper","1055","60004004","NA"]
["Nonpotable Water","SM 3111 B-2011","Copper","1055","20055429","NA"]
["Nonpotable Water","SM 3111 C-2011","Copper","1055","20056319","NA"]
["Nonpotable Water","SM 3113 B-2010","Copper","1055","20058859","3113B"]
["Nonpotable Water","SM 3120 B-2011","Copper","1055","20061227","NA"]
["Nonpotable Water","SM 3125 B-2011","Copper","1055","20061863","NA"]
["Nonpotable Water","SM 3500-Cu B-2011","Copper","1055","20067667","NA"]
["Nonpotable Water","SM 3500-Cu C-2011","Copper","1055","20068262","NA"]
["Nonpotable Water","EPA 608.3","delta-BHC (delta-Hexachlorocyclohexane)","7105","10296614","NA"]
["Nonpotable Water","EPA 617","delta-BHC (delta-Hexachlorocyclohexane)","7105","10106000","NA"]
["Nonpotable Water","EPA 625.1","delta-BHC (delta-Hexachlorocyclohexane)","7105","10300024","NA"]
["Nonpotable Water","SM 6410 B-2000","delta-BHC (delta-Hexachlorocyclohexane)","7105","20150054","NA"]
["Nonpotable Water","SM 6630 B-2007","delta-BHC (delta-Hexachlorocyclohexane)","7105","20153462","NA"]
["Nonpotable Water","SM 6630 C-2007","delta-BHC (delta-Hexachlorocyclohexane)","7105","20154261","NA"]
["Nonpotable Water","EPA 1625B","Di(2-ethylhexyl) phthalate   (bis(2-Ethylhexyl)phthalate, DEHP)","6065","10237000","NA"]
["Nonpotable Water","EPA 606","Di(2-ethylhexyl) phthalate   (bis(2-Ethylhexyl)phthalate, DEHP)","6065","10103205","NA"]
["Nonpotable Water","EPA 625.1","Di(2-ethylhexyl) phthalate   (bis(2-Ethylhexyl)phthalate, DEHP)","6065","10300024","NA"]
["Nonpotable Water","SM 6410 B-2000","Di(2-ethylhexyl) phthalate   (bis(2-Ethylhexyl)phthalate, DEHP)","6065","20150054","NA"]
["Nonpotable Water","EPA 1666A","Di-isopropylether (DIPE)","9375","10128208","NA"]
["Nonpotable Water","EPA 1625B","Di-n-butyl phthalate","5925","10237000","NA"]
["Nonpotable Water","EPA 606","Di-n-butyl phthalate","5925","10103205","NA"]
["Nonpotable Water","EPA 625.1","Di-n-butyl phthalate","5925","10300024","NA"]
["Nonpotable Water","SM 6410 B-2000","Di-n-butyl phthalate","5925","20150054","NA"]
["Nonpotable Water","EPA 1625B","Di-n-octyl phthalate","6200","10237000","NA"]
["Nonpotable Water","EPA 606","Di-n-octyl phthalate","6200","10103205","NA"]
["Nonpotable Water","EPA 625.1","Di-n-octyl phthalate","6200","10300024","NA"]
["Nonpotable Water","SM 6410 B-2000","Di-n-octyl phthalate","6200","20150054","NA"]
["Nonpotable Water","EPA 1625B","Dibenz(a,h) anthracene","5895","10237000","NA"]
["Nonpotable Water","EPA 610 (GC)","Dibenz(a,h) anthracene","5895","10242203","NA"]
["Nonpotable Water","EPA 610 (HPLC)","Dibenz(a,h) anthracene","5895","10297004","NA"]
["Nonpotable Water","EPA 625.1","Dibenz(a,h) anthracene","5895","10300024","NA"]
["Nonpotable Water","SM 6410 B-2000","Dibenz(a,h) anthracene","5895","20150054","NA"]
["Nonpotable Water","SM 6440 B-2005","Dibenz(a,h) anthracene","5895","20151660","NA"]
["Nonpotable Water","EPA 624.1","Dibromomethane (Methylene bromide) ","4595","10298121","NA"]
["Nonpotable Water","EPA 608.3","Dieldrin","7470","10296614","NA"]
["Nonpotable Water","EPA 617","Dieldrin","7470","10106000","NA"]
["Nonpotable Water","EPA 625.1","Dieldrin","7470","10300024","NA"]
["Nonpotable Water","SM 6410 B-2000","Dieldrin","7470","20150054","NA"]
["Nonpotable Water","SM 6630 B-2007","Dieldrin","7470","20153462","NA"]
["Nonpotable Water","SM 6630 C-2007","Dieldrin","7470","20154261","NA"]
["Nonpotable Water","EPA 1625B","Diethyl phthalate","6070","10237000","NA"]
["Nonpotable Water","EPA 606","Diethyl phthalate","6070","10103205","NA"]
["Nonpotable Water","EPA 625.1","Diethyl phthalate","6070","10300024","NA"]
["Nonpotable Water","SM 6410 B-2000","Diethyl phthalate","6070","20150054","NA"]
["Nonpotable Water","EPA 1671A","Diethylamine","4715","10262201","NA"]
["Nonpotable Water","EPA 1625B","Dimethyl phthalate","6135","10237000","NA"]
["Nonpotable Water","EPA 606","Dimethyl phthalate","6135","10103205","NA"]
["Nonpotable Water","EPA 625.1","Dimethyl phthalate","6135","10300024","NA"]
["Nonpotable Water","SM 6410 B-2000","Dimethyl phthalate","6135","20150054","NA"]
["Nonpotable Water","EPA 1671A","Dimethyl sulfoxide","4730","10262201","NA"]
["Nonpotable Water","SM 4500-O B-2011","Dissolved Oxygen","1880","20120767","NA"]
["Nonpotable Water","SM 4500-O B-2016","Dissolved Oxygen","1880","20120778",""]
["Nonpotable Water","SM 4500-O C-2011","Dissolved Oxygen","1880","20120836","NA"]
["Nonpotable Water","SM 4500-O C-2016","Dissolved Oxygen","1880","20120847",""]
["Nonpotable Water","SM 4500-O D-2011","Dissolved Oxygen","1880","20128045","NA"]
["Nonpotable Water","SM 4500-O E-2011","Dissolved Oxygen","1880","20120869","NA"]
["Nonpotable Water","SM 4500-O F-2011","Dissolved Oxygen","1880","20120881","NA"]
["Nonpotable Water","SM 4500-O F-2016","Dissolved Oxygen","1880","20120905",""]
["Nonpotable Water","SM 4500-O G-2011","Dissolved Oxygen","1880","20121668","NA"]
["Nonpotable Water","SM 4500-O G-2016","Dissolved Oxygen","1880","20121679",""]
["Nonpotable Water","SM 4500-O G-2021","Dissolved Oxygen","1880","20121691",""]
["Nonpotable Water","EPA 1603","E. coli","2525","10236154","NA"]
["Nonpotable Water","SM 9221 B plus F","E. coli","2525","20191291","NA"]
["Nonpotable Water","SM 9221 B.1 + F-2006","E. coli","2525","20226055","NA"]
["Nonpotable Water","SM 9223 B (Colilert Quanti-Tray)-2004","E. coli","2525","20211614","9223B-QT"]
["Nonpotable Water","SM 9223 B (Colilert Quanti-Tray)-2016","E. coli","2525","20211647","9223B-QT"]
["Nonpotable Water","SM 9223 B (Colilert-18 Quanti-Tray)-2004","E. coli","2525","20213610","9223B-18QT"]
["Nonpotable Water","SM 9223 B (Colilert-18 Quanti-Tray)-2016","E. coli","2525","20213632","9223B-18QT"]
["Nonpotable Water","EPA 608.3","Endosulfan I","7510","10296614","NA"]
["Nonpotable Water","EPA 617","Endosulfan I","7510","10106000","NA"]
["Nonpotable Water","EPA 625.1","Endosulfan I","7510","10300024","NA"]
["Nonpotable Water","SM 6410 B-2000","Endosulfan I","7510","20150054","NA"]
["Nonpotable Water","SM 6630 B-2007","Endosulfan I","7510","20153462","NA"]
["Nonpotable Water","SM 6630 C-2007","Endosulfan I","7510","20154261","NA"]
["Nonpotable Water","EPA 608.3","Endosulfan II","7515","10296614","NA"]
["Nonpotable Water","EPA 617","Endosulfan II","7515","10106000","NA"]
["Nonpotable Water","EPA 625.1","Endosulfan II","7515","10300024","NA"]
["Nonpotable Water","SM 6410 B-2000","Endosulfan II","7515","20150054","NA"]
["Nonpotable Water","SM 6630 B-2007","Endosulfan II","7515","20153462","NA"]
["Nonpotable Water","SM 6630 C-2000","Endosulfan II","7515","20154250","NA"]
["Nonpotable Water","SM 6630 C-2007","Endosulfan II","7515","20154261","NA"]
["Nonpotable Water","EPA 608.3","Endosulfan sulfate","7520","10296614","NA"]
["Nonpotable Water","EPA 617","Endosulfan sulfate","7520","10106000","NA"]
["Nonpotable Water","EPA 625.1","Endosulfan sulfate","7520","10300024","NA"]
["Nonpotable Water","SM 6410 B-2000","Endosulfan sulfate","7520","20150054","NA"]
["Nonpotable Water","SM 6630 B-2007","Endosulfan sulfate","7520","20153462","NA"]
["Nonpotable Water","SM 6630 C-2007","Endosulfan sulfate","7520","20154261","NA"]
["Nonpotable Water","EPA 608.3","Endrin","7540","10296614","NA"]
["Nonpotable Water","EPA 617","Endrin","7540","10106000","NA"]
["Nonpotable Water","EPA 625.1","Endrin","7540","10300024","NA"]
["Nonpotable Water","SM 6410 B-2000","Endrin","7540","20150054","NA"]
["Nonpotable Water","SM 6630 B-2007","Endrin","7540","20153462","NA"]
["Nonpotable Water","SM 6630 C-2007","Endrin","7540","20154261","NA"]
["Nonpotable Water","EPA 608.3","Endrin aldehyde","7530","10296614","NA"]
["Nonpotable Water","EPA 617","Endrin aldehyde","7530","10106000","NA"]
["Nonpotable Water","EPA 625.1","Endrin aldehyde","7530","10300024","NA"]
["Nonpotable Water","SM 6630 B-2007","Endrin aldehyde","7530","20153462","NA"]
["Nonpotable Water","SM 9230 D-2013","Enterococci","2520","20219696","NA"]
["Nonpotable Water","EPA 1671A","Ethanol","4750","10262201","NA"]
["Nonpotable Water","EPA 624.1","Ethanol","4750","10298121","NA"]
["Nonpotable Water","EPA 1666A","Ethyl acetate","4755","10128208","NA"]
["Nonpotable Water","EPA 624.1","Ethyl acetate","4755","10298121","NA"]
["Nonpotable Water","EPA 1624B","Ethylbenzene","4765","10121401","NA"]
["Nonpotable Water","EPA 602","Ethylbenzene","4765","10102202","NA"]
["Nonpotable Water","EPA 624.1","Ethylbenzene","4765","10298121","NA"]
["Nonpotable Water","SM 6200 B-2011","Ethylbenzene","4765","20147017","NA"]
["Nonpotable Water","Colilert-18 (Fecal Coliforms)","Fecal coliforms","2530","60002688","NA"]
["Nonpotable Water","SM 9221 E + C-2006 (A1)","Fecal coliforms","2530","20196650","NA"]
["Nonpotable Water","SM 9221 E-2006 (EC)","Fecal coliforms","2530","20227229","NA"]
["Nonpotable Water","SM 9221 E-2014 (EC)","Fecal coliforms","2530","20227263","NA"]
["Nonpotable Water","SM 9222 D-2006","Fecal coliforms","2530","20210019","NA"]
["Nonpotable Water","SM 9222 D-2015","Fecal coliforms","2530","20210020","NA"]
["Nonpotable Water","EPA 1625B","Fluoranthene","6265","10237000","NA"]
["Nonpotable Water","EPA 610 (GC)","Fluoranthene","6265","10242203","NA"]
["Nonpotable Water","EPA 610 (HPLC)","Fluoranthene","6265","10297004","NA"]
["Nonpotable Water","EPA 625.1","Fluoranthene","6265","10300024","NA"]
["Nonpotable Water","SM 6410 B-2000","Fluoranthene","6265","20150054","NA"]
["Nonpotable Water","SM 6440 B-2005","Fluoranthene","6265","20151660","NA"]
["Nonpotable Water","EPA 1625B","Fluorene","6270","10237000","NA"]
["Nonpotable Water","EPA 610 (GC)","Fluorene","6270","10242203","NA"]
["Nonpotable Water","EPA 610 (HPLC)","Fluorene","6270","10297004","NA"]
["Nonpotable Water","EPA 625.1","Fluorene","6270","10300024","NA"]
["Nonpotable Water","SM 6410 B-2000","Fluorene","6270","20150054","NA"]
["Nonpotable Water","SM 6440 B-2005","Fluorene","6270","20151660","NA"]
["Nonpotable Water","\tSM 4500-F¯ C-2021","Fluoride","1730","20102425",""]
["Nonpotable Water","EPA 300.0","Fluoride","1730","10053200","300.0"]
["Nonpotable Water","EPA 300.1","Fluoride","1730","10275602","300.1"]
["Nonpotable Water","HACH 8029","Fluoride","1730","60003589","NA"]
["Nonpotable Water","SM 4110 B-2011","Fluoride","1730","20076919","NA"]
["Nonpotable Water","SM 4110 C-2011","Fluoride","1730","20076964","NA"]
["Nonpotable Water","SM 4140 B-2011","Fluoride","1730","20076986","NA"]
["Nonpotable Water","SM 4500-F¯ B-2011","Fluoride","1730","20101411","NA"]
["Nonpotable Water","SM 4500-F¯ C-2011","Fluoride","1730","20102414","NA"]
["Nonpotable Water","SM 4500-F¯ D-2011","Fluoride","1730","20103417","NA"]
["Nonpotable Water","SM 4500-F¯ E-2011","Fluoride","1730","20104410","NA"]
["Nonpotable Water","EPA 1667A","Formaldehyde","4815","10128800","NA"]
["Nonpotable Water","EPA 8315A","Formaldehyde","4815","10188008","NA"]
["Nonpotable Water","OIA 1677-09","free cyanide","1640","60031450",""]
["Nonpotable Water","EPA 608.3","gamma-BHC (Lindane, gamma-Hexachlorocyclohexane)","7120","10296614","NA"]
["Nonpotable Water","EPA 617","gamma-BHC (Lindane, gamma-Hexachlorocyclohexane)","7120","10106000","NA"]
["Nonpotable Water","EPA 625.1","gamma-BHC (Lindane, gamma-Hexachlorocyclohexane)","7120","10300024","NA"]
["Nonpotable Water","SM 6410 B-2000","gamma-BHC (Lindane, gamma-Hexachlorocyclohexane)","7120","20150054","NA"]
["Nonpotable Water","SM 6630 B-2007","gamma-BHC (Lindane, gamma-Hexachlorocyclohexane)","7120","20153462","NA"]
["Nonpotable Water","SM 6630 C-2007","gamma-BHC (Lindane, gamma-Hexachlorocyclohexane)","7120","20154261","NA"]
["Nonpotable Water","EPA 547","Glyphosate","9411","10092009","547"]
["Nonpotable Water","EPA 200.8","Gold","1060","10014605","200.8"]
["Nonpotable Water","SM 3111 B-2011","Gold","1060","20055429","NA"]
["Nonpotable Water","SM 3113 B-2010","Gold","1060","20058859","3113B"]
["Nonpotable Water","SM 3125 B-2011","Gold","1060","20061863","NA"]
["Nonpotable Water","EPA 900.0 (GPC)","Gross alpha including radon and U","2830","10242601","900.0"]
["Nonpotable Water","EPA 900.0 (SC)","Gross alpha including radon and U","2830","10242805","900.0"]
["Nonpotable Water","SM 7110 B-2000 (GPC)","Gross alpha including radon and U","2830","20157055","7110B"]
["Nonpotable Water","SM 7110-2000 B (SC)","Gross alpha including radon and U","2830","20157011","7110B"]
["Nonpotable Water","EPA 900.0 (GPC)","Gross Beta Particle Activity","2840","10242601","900.0"]
["Nonpotable Water","SM 7110 B-2000 (GPC)","Gross Beta Particle Activity","2840","20157055","7110B"]
["Nonpotable Water","EPA 1656","Heptachlor","7685","10125801","NA"]
["Nonpotable Water","EPA 608.3","Heptachlor","7685","10296614","NA"]
["Nonpotable Water","EPA 617","Heptachlor","7685","10106000","NA"]
["Nonpotable Water","EPA 625.1","Heptachlor","7685","10300024","NA"]
["Nonpotable Water","SM 6410 B-2000","Heptachlor","7685","20150054","NA"]
["Nonpotable Water","SM 6630 B-2007","Heptachlor","7685","20153462","NA"]
["Nonpotable Water","SM 6630 C-2007","Heptachlor","7685","20154261","NA"]
["Nonpotable Water","EPA 608.3","Heptachlor epoxide","7690","10296614","NA"]
["Nonpotable Water","EPA 617","Heptachlor epoxide","7690","10106000","NA"]
["Nonpotable Water","EPA 625.1","Heptachlor epoxide","7690","10300024","NA"]
["Nonpotable Water","SM 6410 B-2000","Heptachlor epoxide","7690","20150054","NA"]
["Nonpotable Water","SM 6630 B-2007","Heptachlor epoxide","7690","20153462","NA"]
["Nonpotable Water","SM 6630 C-2007","Heptachlor epoxide","7690","20154261","NA"]
["Nonpotable Water","EPA 1625B","Hexachlorobenzene","6275","10237000","NA"]
["Nonpotable Water","EPA 612","Hexachlorobenzene","6275","10104800","NA"]
["Nonpotable Water","EPA 625.1","Hexachlorobenzene","6275","10300024","NA"]
["Nonpotable Water","SM 6410 B-2000","Hexachlorobenzene","6275","20150054","NA"]
["Nonpotable Water","EPA 1625B","Hexachlorobutadiene","4835","10237000","NA"]
["Nonpotable Water","EPA 612","Hexachlorobutadiene","4835","10104800","NA"]
["Nonpotable Water","EPA 625.1","Hexachlorobutadiene","4835","10300024","NA"]
["Nonpotable Water","SM 6410 B-2000","Hexachlorobutadiene","4835","20150054","NA"]
["Nonpotable Water","EPA 1625B","Hexachlorocyclopentadiene","6285","10237000","NA"]
["Nonpotable Water","EPA 612","Hexachlorocyclopentadiene","6285","10104800","NA"]
["Nonpotable Water","EPA 625.1","Hexachlorocyclopentadiene","6285","10300024","NA"]
["Nonpotable Water","SM 6410 B-2000","Hexachlorocyclopentadiene","6285","20150054","NA"]
["Nonpotable Water","EPA 1625B","Hexachloroethane","4840","10237000","NA"]
["Nonpotable Water","EPA 612","Hexachloroethane","4840","10104800","NA"]
["Nonpotable Water","EPA 625.1","Hexachloroethane","4840","10300024","NA"]
["Nonpotable Water","SM 6410 B-2000","Hexachloroethane","4840","20150054","NA"]
["Nonpotable Water","EPA 1633 -  Jan 24","Hexafluoropropylene oxide dimer acid (HFPO-DA)","9460","10123463","NA"]
["Nonpotable Water","EPA 1625B","Indeno(1,2,3-cd) pyrene","6315","10237000","NA"]
["Nonpotable Water","EPA 610 (GC)","Indeno(1,2,3-cd) pyrene","6315","10242203","NA"]
["Nonpotable Water","EPA 610 (HPLC)","Indeno(1,2,3-cd) pyrene","6315","10297004","NA"]
["Nonpotable Water","EPA 625.1","Indeno(1,2,3-cd) pyrene","6315","10300024","NA"]
["Nonpotable Water","SM 6410 B-2000","Indeno(1,2,3-cd) pyrene","6315","20150054","NA"]
["Nonpotable Water","SM 6440 B-2005","Indeno(1,2,3-cd) pyrene","6315","20151660","NA"]
["Nonpotable Water","EPA 624.1","Iodomethane (Methyl iodide) ","4870","10298121","NA"]
["Nonpotable Water","EPA 200.5","Iron","1070","10213975","200.5"]
["Nonpotable Water","EPA 200.7","Iron","1070","10013806","200.7"]
["Nonpotable Water","EPA 200.8","Iron","1070","10014605","200.8"]
["Nonpotable Water","EPA 200.9","Iron","1070","10015404","NA"]
["Nonpotable Water","HACH 8008","Iron","1070","60003205","NA"]
["Nonpotable Water","SM 3111 B-2011","Iron","1070","20055429","NA"]
["Nonpotable Water","SM 3111 C-2011","Iron","1070","20056319","NA"]
["Nonpotable Water","SM 3120 B-2011","Iron","1070","20061227","NA"]
["Nonpotable Water","SM 3125 B-2011","Iron","1070","20061863","NA"]
["Nonpotable Water","SM 3500-Fe B-2011","Iron","1070","20069016","NA"]
["Nonpotable Water","EPA 1666A","Isobutyraldehyde","4880","10128208","NA"]
["Nonpotable Water","EPA 1625B","Isophorone","6320","10237000","NA"]
["Nonpotable Water","EPA 609","Isophorone","6320","10104208","NA"]
["Nonpotable Water","EPA 625.1","Isophorone","6320","10300024","NA"]
["Nonpotable Water","SM 6410 B-2000","Isophorone","6320","20150054","NA"]
["Nonpotable Water","EPA 1666A","Isopropyl acetate","4890","10128208","NA"]
["Nonpotable Water","EPA 200.5","Lead","1075","10213975","200.5"]
["Nonpotable Water","EPA 200.7","Lead","1075","10013806","200.7"]
["Nonpotable Water","EPA 200.8","Lead","1075","10014605","200.8"]
["Nonpotable Water","EPA 200.9","Lead","1075","10015404","NA"]
["Nonpotable Water","EPA 7000B","Lead","1075","10157707","NA"]
["Nonpotable Water","SM 3111 B-2011","Lead","1075","20055429","NA"]
["Nonpotable Water","SM 3111 C-2011","Lead","1075","20056319","NA"]
["Nonpotable Water","SM 3113 B-2010","Lead","1075","20058859","3113B"]
["Nonpotable Water","SM 3120 B-2011","Lead","1075","20061227","NA"]
["Nonpotable Water","SM 3125 B-2011","Lead","1075","20061863","NA"]
["Nonpotable Water","SM 3500-Pb B-2011","Lead","1075","20073818","NA"]
["Nonpotable Water","EPA 1666A","m+p-xylene","5240","10128208","NA"]
["Nonpotable Water","EPA 200.5","Magnesium","1085","10213975","200.5"]
["Nonpotable Water","EPA 200.7","Magnesium","1085","10013806","200.7"]
["Nonpotable Water","EPA 200.8","Magnesium","1085","10014605","200.8"]
["Nonpotable Water","SM 3111 B-2011","Magnesium","1085","20055429","NA"]
["Nonpotable Water","SM 3120 B-2011","Magnesium","1085","20061227","NA"]
["Nonpotable Water","SM 3125 B-2011","Magnesium","1085","20061863","NA"]
["Nonpotable Water","EPA 200.5","Manganese","1090","10213975","200.5"]
["Nonpotable Water","EPA 200.7","Manganese","1090","10013806","200.7"]
["Nonpotable Water","EPA 200.8","Manganese","1090","10014605","200.8"]
["Nonpotable Water","EPA 200.9","Manganese","1090","10015404","NA"]
["Nonpotable Water","HACH 8034","Manganese","1090","60003603","NA"]
["Nonpotable Water","SM 3111 B-2011","Manganese","1090","20055429","NA"]
["Nonpotable Water","SM 3113 B-2010","Manganese","1090","20058859","3113B"]
["Nonpotable Water","SM 3120 B-2011","Manganese","1090","20061227","NA"]
["Nonpotable Water","SM 3125 B-2011","Manganese","1090","20061863","NA"]
["Nonpotable Water","SM 3500-Mn B-2011","Manganese","1090","20072268","NA"]
["Nonpotable Water","EPA 1631E","Mercury","1095","10237204","NA"]
["Nonpotable Water","EPA 200.7","Mercury","1095","10013806","200.7"]
["Nonpotable Water","EPA 200.8","Mercury","1095","10014605","200.8"]
["Nonpotable Water","EPA 245.1","Mercury","1095","10036609","245.1"]
["Nonpotable Water","EPA 245.2","Mercury","1095","10037204","NA"]
["Nonpotable Water","EPA 245.7","Mercury","1095","10038105","NA"]
["Nonpotable Water","EPA 6020A","Mercury","1095","10156419","NA"]
["Nonpotable Water","SM 3112 B-2011","Mercury","1095","20058020","NA"]
["Nonpotable Water","EPA 1671A","Methanol","4930","10262201","NA"]
["Nonpotable Water","EPA 624.1","Methanol","4930","10298121","NA"]
["Nonpotable Water","EPA 1656","Methoxychlor","7810","10125801","NA"]
["Nonpotable Water","EPA 525.2 ","Methoxychlor","7810","10090003","525.2"]
["Nonpotable Water","EPA 608.2","Methoxychlor","7810","10104004","NA"]
["Nonpotable Water","EPA 608.3","Methoxychlor","7810","10296614","NA"]
["Nonpotable Water","EPA 617","Methoxychlor","7810","10106000","NA"]
["Nonpotable Water","EPA 625.1","Methoxychlor","7810","10300024","NA"]
["Nonpotable Water","SM 6630 B-2007","Methoxychlor","7810","20153462","NA"]
["Nonpotable Water","SM 6630 C-2007","Methoxychlor","7810","20154261","NA"]
["Nonpotable Water","EPA 1624B","Methyl bromide (Bromomethane)","4950","10121401","NA"]
["Nonpotable Water","EPA 601","Methyl bromide (Bromomethane)","4950","10102008","NA"]
["Nonpotable Water","EPA 624.1","Methyl bromide (Bromomethane)","4950","10298121","NA"]
["Nonpotable Water","SM 6200 B-2011","Methyl bromide (Bromomethane)","4950","20147017","NA"]
["Nonpotable Water","SM 6200 C-2011","Methyl bromide (Bromomethane)","4950","20147614","NA"]
["Nonpotable Water","EPA 1624B","Methyl chloride (Chloromethane)","4960","10121401","NA"]
["Nonpotable Water","EPA 601","Methyl chloride (Chloromethane)","4960","10102008","NA"]
["Nonpotable Water","EPA 624.1","Methyl chloride (Chloromethane)","4960","10298121","NA"]
["Nonpotable Water","SM 6200 B-2011","Methyl chloride (Chloromethane)","4960","20147017","NA"]
["Nonpotable Water","SM 6200 C-2011","Methyl chloride (Chloromethane)","4960","20147614","NA"]
["Nonpotable Water","EPA 1666A","Methyl formate","4980","10128208","NA"]
["Nonpotable Water","EPA 624.1","Methyl tert-butyl ether (MTBE)","5000","10298121","NA"]
["Nonpotable Water","EPA 1624B","Methylene chloride (Dichloromethane)","4975","10121401","NA"]
["Nonpotable Water","EPA 601","Methylene chloride (Dichloromethane)","4975","10102008","NA"]
["Nonpotable Water","EPA 624.1","Methylene chloride (Dichloromethane)","4975","10298121","NA"]
["Nonpotable Water","SM 6200 B-2011","Methylene chloride (Dichloromethane)","4975","20147017","NA"]
["Nonpotable Water","SM 6200 C-2011","Methylene chloride (Dichloromethane)","4975","20147614","NA"]
["Nonpotable Water","EPA 505","Metolachlor","7835","10083406","505"]
["Nonpotable Water","EPA 507","Metolachlor","7835","10084603","507"]
["Nonpotable Water","EPA 608.3","Metolachlor","7835","10296614","NA"]
["Nonpotable Water","EPA 200.7","Molybdenum","1100","10013806","200.7"]
["Nonpotable Water","EPA 200.8","Molybdenum","1100","10014605","200.8"]
["Nonpotable Water","EPA 6020A","Molybdenum","1100","10156419","NA"]
["Nonpotable Water","SM 3111 B-2011","Molybdenum","1100","20055429","NA"]
["Nonpotable Water","SM 3111 C-2011","Molybdenum","1100","20056319","NA"]
["Nonpotable Water","SM 3111 D-2011","Molybdenum","1100","20057118","NA"]
["Nonpotable Water","SM 3113 B-2010","Molybdenum","1100","20058859","3113B"]
["Nonpotable Water","SM 3120 B-2011","Molybdenum","1100","20061227","NA"]
["Nonpotable Water","SM 3125 B-2011","Molybdenum","1100","20061863","NA"]
["Nonpotable Water","EPA 1664A","n-Amyl acetate","4360","10127807","NA"]
["Nonpotable Water","EPA 1666A","n-Amyl acetate","4360","10128208","NA"]
["Nonpotable Water","EPA 1666A","n-Amyl alcohol","4365","10128208","NA"]
["Nonpotable Water","EPA 1633 -  Jan 24","N-ethyl perfluorooctanesulfonamidoacetic acid (NEtFOSAA)","4846","10123463","NA"]
["Nonpotable Water","EPA 1633 -  Jan 24","N-Ethylperfluorooctane sulfonamide (EtFOSAm)","9395","10123463","NA"]
["Nonpotable Water","EPA 1633 -  Jan 24","N-Ethylperfluorooctane sulfonamido ethanol (EtFOSE)","9431","10123463","NA"]
["Nonpotable Water","EPA 1666A","n-Heptane","4825","10128208","NA"]
["Nonpotable Water","EPA 1666A","n-Hexane","4855","10128208","NA"]
["Nonpotable Water","EPA 1664A","n-Hexane Extractable Material (O&G)","1803","10127807","NA"]
["Nonpotable Water","EPA 1664B","n-Hexane Extractable Material (O&G)","1803","10261617","NA"]
["Nonpotable Water","SM 5520 B-2011","n-Hexane Extractable Material (O&G)","1803","20141666","NA"]
["Nonpotable Water","SM 5520 F-2011","n-Hexane Extractable Material (O&G)","1803","20143413","NA"]
["Nonpotable Water","EPA 1633 -  Jan 24","N-methyl perfluorooctanesulfonamidoacetic acid (NMeFOSAA)","4847","10123463","NA"]
["Nonpotable Water","EPA 1633 -  Jan 24","N-Methylperfluorooctane sulfonamide (MeFOSA)","9433","10123463","NA"]
["Nonpotable Water","EPA 1633 -  Jan 24","N-Methylperfluorooctane sulfonamido ethanol (MeFOSE)","6949","10123463","NA"]
["Nonpotable Water","EPA 1625B","n-Nitrosodi-n-propylamine","6545","10237000","NA"]
["Nonpotable Water","EPA 607","n-Nitrosodi-n-propylamine","6545","10103409","NA"]
["Nonpotable Water","EPA 625.1","n-Nitrosodi-n-propylamine","6545","10300024","NA"]
["Nonpotable Water","SM 6410 B-2000","n-Nitrosodi-n-propylamine","6545","20150054","NA"]
["Nonpotable Water","EPA 1625B","n-Nitrosodiethylamine","6525","10237000","NA"]
["Nonpotable Water","EPA 1625B","n-Nitrosodimethylamine","6530","10237000","NA"]
["Nonpotable Water","EPA 607","n-Nitrosodimethylamine","6530","10103409","NA"]
["Nonpotable Water","EPA 625.1","n-Nitrosodimethylamine","6530","10300024","NA"]
["Nonpotable Water","SM 6410 B-2000","n-Nitrosodimethylamine","6530","20150054","NA"]
["Nonpotable Water","EPA 1625B","n-Nitrosodiphenylamine","6535","10237000","NA"]
["Nonpotable Water","EPA 607","n-Nitrosodiphenylamine","6535","10103409","NA"]
["Nonpotable Water","EPA 625.1","n-Nitrosodiphenylamine","6535","10300024","NA"]
["Nonpotable Water","SM 6410 B-2000","n-Nitrosodiphenylamine","6535","20150054","NA"]
["Nonpotable Water","EPA 1671A","n-Propanol (1-Propanol)","5055","10262201","NA"]
["Nonpotable Water","EPA 624.1","n-Propanol (1-Propanol)","5055","10298121","NA"]
["Nonpotable Water","EPA 1625B","Naphthalene","5005","10237000","NA"]
["Nonpotable Water","EPA 610 (GC)","Naphthalene","5005","10242203","NA"]
["Nonpotable Water","EPA 610 (HPLC)","Naphthalene","5005","10297004","NA"]
["Nonpotable Water","EPA 625.1","Naphthalene","5005","10300024","NA"]
["Nonpotable Water","SM 6410 B-2000","Naphthalene","5005","20150054","NA"]
["Nonpotable Water","SM 6440 B-2005","Naphthalene","5005","20151660","NA"]
["Nonpotable Water","EPA 200.5","Nickel","1105","10213975","200.5"]
["Nonpotable Water","EPA 200.7","Nickel","1105","10013806","200.7"]
["Nonpotable Water","EPA 200.8","Nickel","1105","10014605","200.8"]
["Nonpotable Water","EPA 200.9","Nickel","1105","10015404","NA"]
["Nonpotable Water","SM 3111 B-2011","Nickel","1105","20055429","NA"]
["Nonpotable Water","SM 3111 C-2011","Nickel","1105","20056319","NA"]
["Nonpotable Water","SM 3113 B-2010","Nickel","1105","20058859","3113B"]
["Nonpotable Water","SM 3120 B-2011","Nickel","1105","20061227","NA"]
["Nonpotable Water","SM 3125 B-2011","Nickel","1105","20061863","NA"]
["Nonpotable Water","EPA 300.0","Nitrate as N","1810","10053200","300.0"]
["Nonpotable Water","EPA 300.1","Nitrate as N","1810","10275602","300.1"]
["Nonpotable Water","EPA 352.1","Nitrate as N","1810","10066601","NA"]
["Nonpotable Water","EPA 353.2","Nitrate as N","1810","10067604","353.2"]
["Nonpotable Water","HACH 10206","Nitrate as N","1810","60005030","HACH10206"]
["Nonpotable Water","SM 4110 B-2011","Nitrate as N","1810","20076919","NA"]
["Nonpotable Water","SM 4110 C-2011","Nitrate as N","1810","20076964","NA"]
["Nonpotable Water","SM 4140 B-2011","Nitrate as N","1810","20076986","NA"]
["Nonpotable Water","SM 4500-NO3¯ D-2011","Nitrate as N","1810","20114118","NA"]
["Nonpotable Water","SM 4500-NO3¯ D-2016","Nitrate as N","1810","20114129","NA"]
["Nonpotable Water","Systea Easy (1-Reagent) Nitrate","Nitrate as N","1810","90019117","NA"]
["Nonpotable Water","EPA 300.0","Nitrate as N plus Nitrite as N","1820","10053200","300.0"]
["Nonpotable Water","EPA 300.1","Nitrate as N plus Nitrite as N","1820","10275602","300.1"]
["Nonpotable Water","EPA 353.2","Nitrate as N plus Nitrite as N","1820","10067604","353.2"]
["Nonpotable Water","HACH 10206","Nitrate as N plus Nitrite as N","1820","60005030","HACH10206"]
["Nonpotable Water","SM 4110 B-2011","Nitrate as N plus Nitrite as N","1820","20076919","NA"]
["Nonpotable Water","SM 4110 C-2011","Nitrate as N plus Nitrite as N","1820","20076964","NA"]
["Nonpotable Water","SM 4140 B-2011","Nitrate as N plus Nitrite as N","1820","20076986","NA"]
["Nonpotable Water","SM 4500-NO3¯ E-2011","Nitrate as N plus Nitrite as N","1820","20115826","NA"]
["Nonpotable Water","SM 4500-NO3¯ E-2016","Nitrate as N plus Nitrite as N","1820","20115440","NA"]
["Nonpotable Water","SM 4500-NO3¯ F-2011","Nitrate as N plus Nitrite as N","1820","20117628","NA"]
["Nonpotable Water","SM 4500-NO3¯ F-2016","Nitrate as N plus Nitrite as N","1820","20117684","NA"]
["Nonpotable Water","SM 4500-NO3¯ H-2011","Nitrate as N plus Nitrite as N","1820","20118461","NA"]
["Nonpotable Water","SM 4500-NO3¯ H-2016","Nitrate as N plus Nitrite as N","1820","20118472","NA"]
["Nonpotable Water","EPA 300.0","Nitrite as N","1840","10053200","300.0"]
["Nonpotable Water","EPA 300.1","Nitrite as N","1840","10275602","300.1"]
["Nonpotable Water","EPA 353.2","Nitrite as N","1840","10067604","353.2"]
["Nonpotable Water","HACH 8507","Nitrite as N","1840","60004208","NA"]
["Nonpotable Water","SM 4110 B-2011","Nitrite as N","1840","20076919","NA"]
["Nonpotable Water","SM 4110 C-2011","Nitrite as N","1840","20076964","NA"]
["Nonpotable Water","SM 4500-CN¯ F-2016","Nitrite as N","1840","20096837","NA"]
["Nonpotable Water","SM 4500-NO2¯ B-2011","Nitrite as N","1840","20113115","NA"]
["Nonpotable Water","SM 4500-NO3¯ E-2011","Nitrite as N","1840","20115826","NA"]
["Nonpotable Water","SM 4500-NO3¯ E-2016","Nitrite as N","1840","20115440","NA"]
["Nonpotable Water","SM 4500-NO3¯ F-2011","Nitrite as N","1840","20117628","NA"]
["Nonpotable Water","Systea Easy (1-Reagent) Nitrate","Nitrite as N","1840","90019117","NA"]
["Nonpotable Water","EPA 1625B","Nitrobenzene","5015","10237000","NA"]
["Nonpotable Water","EPA 609","Nitrobenzene","5015","10104208","NA"]
["Nonpotable Water","EPA 625.1","Nitrobenzene","5015","10300024","NA"]
["Nonpotable Water","SM 6410 B-2000","Nitrobenzene","5015","20150054","NA"]
["Nonpotable Water","EPA 1633 -  Jan 24","Nonafluoro-3,6-dioxaheptanoic acid (NFDHA)","6956","10123463","NA"]
["Nonpotable Water","EPA 1666A","o-Xylene","5250","10128208","NA"]
["Nonpotable Water","EPA 8330","Octahydro-1,3,5,7-tetranitro-1,3,5,7-tetrazocine (HMX)","9522","10189807","NA"]
["Nonpotable Water","EPA 8330B","Octahydro-1,3,5,7-tetranitro-1,3,5,7-tetrazocine (HMX)","9522","10308006","NA"]
["Nonpotable Water","EPA 300.0","Orthophosphate as P","1870","10053200","300.0"]
["Nonpotable Water","EPA 300.1","Orthophosphate as P","1870","10275602","300.1"]
["Nonpotable Water","EPA 365.1","Orthophosphate as P","1870","10070005","365.1"]
["Nonpotable Water","EPA 365.3","Orthophosphate as P","1870","10070801","NA"]
["Nonpotable Water","Hach 10209","Orthophosphate as P","1870","60005109","NA"]
["Nonpotable Water","HACH 8048","Orthophosphate as P","1870","60003716","NA"]
["Nonpotable Water","SM 4110 B-2011","Orthophosphate as P","1870","20076919","NA"]
["Nonpotable Water","SM 4110 C-2011","Orthophosphate as P","1870","20076964","NA"]
["Nonpotable Water","SM 4140 B-2011","Orthophosphate as P","1870","20076986","NA"]
["Nonpotable Water","SM 4500-P E-2011","Orthophosphate as P","1870","20124225","NA"]
["Nonpotable Water","SM 4500-P F-2011","Orthophosphate as P","1870","20125024","NA"]
["Nonpotable Water","SM 4500-P G-2011","Orthophosphate as P","1870","20125148","NA"]
["Nonpotable Water","SM 3111 B-2011","Palladium","1115","20055429","NA"]
["Nonpotable Water","SM 3125 B-2011","Palladium","1115","20061863","NA"]
["Nonpotable Water","EPA 1656","Pendimethalin","7960","10125801","NA"]
["Nonpotable Water","EPA 1625B","Pentachlorophenol","6605","10237000","NA"]
["Nonpotable Water","EPA 604","Pentachlorophenol","6605","10102600","NA"]
["Nonpotable Water","EPA 615","Pentachlorophenol","6605","10105609","NA"]
["Nonpotable Water","EPA 625.1","Pentachlorophenol","6605","10300024","NA"]
["Nonpotable Water","SM 6410 B-2000","Pentachlorophenol","6605","20150054","NA"]
["Nonpotable Water","SM 4500-Cl G-2011","Peracetic Acid","1898","20081623","NA"]
["Nonpotable Water","EPA 1633 -  Jan 24","Perflourohexanesulfonic Acid (PFHxS)","6927","10123463","NA"]
["Nonpotable Water","EPA 1633 -  Jan 24","Perfluoro(2-ethoxyethane)sulfonic acid (PFEESA)","6957","10123463","NA"]
["Nonpotable Water","EPA 1633 -  Jan 24","Perfluoro-3-methoxypropanoic acid (PFMPA)","6965","10123463","NA"]
["Nonpotable Water","EPA 1633 -  Jan 24","Perfluoro-4-methoxybutanoic acid (PFMBA)","6966","10123463","NA"]
["Nonpotable Water","EPA 1633 -  Jan 24","Perfluorobutanesulfonic Acid (PFBS)","6918","10123463","NA"]
["Nonpotable Water","EPA 1633 -  Jan 24","Perfluorobutanoic acid (PFBA)","6915","10123463","NA"]
["Nonpotable Water","EPA 1633 -  Jan 24","Perfluoroctanesulfonic Acid (PFOS)","6931","10123463","NA"]
["Nonpotable Water","EPA 1633 -  Jan 24","Perfluoroctanoic Acid (PFOA)","6912","10123463","NA"]
["Nonpotable Water","EPA 1633 -  Jan 24","Perfluorodecane sulfonic acid (PFDS)","6920","10123463","NA"]
["Nonpotable Water","EPA 1633 -  Jan 24","Perfluorodecanoic Acid (PFDA)","6905","10123463","NA"]
["Nonpotable Water","EPA 1633 -  Jan 24","Perfluorododecane sulfonic acid (PFDoS)","6923","10123463","NA"]
["Nonpotable Water","EPA 1633 -  Jan 24","Perfluorododecanoic acid (PFDoA)","6903","10123463","NA"]
["Nonpotable Water","EPA 1633 -  Jan 24","Perfluoroheptanesulfonic acid (PFHpS)","9470","10123463","NA"]
["Nonpotable Water","EPA 1633 -  Jan 24","Perfluoroheptanoic Acid  (PFHpA)","6908","10123463","NA"]
["Nonpotable Water","EPA 1633 -  Jan 24","Perfluorohexanoic Acid (PFHxA)","6913","10123463","NA"]
["Nonpotable Water","EPA 1633 -  Jan 24","Perfluorononane sulfonic acid (PFNS)","6929","10123463","NA"]
["Nonpotable Water","EPA 1633 -  Jan 24","Perfluorononanoic Acid (PFNA)","6906","10123463","NA"]
["Nonpotable Water","EPA 1633 -  Jan 24","Perfluorooctane sulfonamide (PFOSAm)","6917","10123463","NA"]
["Nonpotable Water","EPA 1633 -  Jan 24","Perfluoropentanesulfonic acid (PFPeS)","6934","10123463","NA"]
["Nonpotable Water","EPA 1633 -  Jan 24","Perfluoropentanoic acid (PFPeA)","6914","10123463","NA"]
["Nonpotable Water","EPA 1633 -  Jan 24","Perfluorotetradecanoic Acid (PFTA)","6902","10123463","NA"]
["Nonpotable Water","EPA 1633 -  Jan 24","Perfluorotridecanoic Acid (PFTrDA)","9563","10123463","NA"]
["Nonpotable Water","EPA 1633 -  Jan 24","Perfluoroundecanoic Acid (PFUnA)","6904","10123463","NA"]
["Nonpotable Water","EPA 150.2","pH+","1900","10256005","150.2"]
["Nonpotable Water","SM 4500-H+ B-2011","pH+","1900","20105220","NA"]
["Nonpotable Water","SM 4500-H+ B-2021","pH+","1900","20105231",""]
["Nonpotable Water","EPA 1625B","Phenanthrene","6615","10237000","NA"]
["Nonpotable Water","EPA 610 (GC)","Phenanthrene","6615","10242203","NA"]
["Nonpotable Water","EPA 610 (HPLC)","Phenanthrene","6615","10297004","NA"]
["Nonpotable Water","EPA 625.1","Phenanthrene","6615","10300024","NA"]
["Nonpotable Water","SM 6410 B-2000","Phenanthrene","6615","20150054","NA"]
["Nonpotable Water","SM 6440 B-2005","Phenanthrene","6615","20151660","NA"]
["Nonpotable Water","EPA 1625B","Phenol","6625","10237000","NA"]
["Nonpotable Water","EPA 604","Phenol","6625","10102600","NA"]
["Nonpotable Water","EPA 625.1","Phenol","6625","10300024","NA"]
["Nonpotable Water","SM 6410 B-2000","Phenol","6625","20150054","NA"]
["Nonpotable Water","SM 6420 B-2000","Phenol","6625","20150850","NA"]
["Nonpotable Water","EPA 2000.0 - Fathead minnow, 48-hr Acute, nonrenewal, MHSF 25deg C","Pimephales promelas","3410","10264809","NA"]
["Nonpotable Water","SM 3111 B-2011","Platinum","1120","20055429","NA"]
["Nonpotable Water","SM 3125 B-2011","Platinum","1120","20061863","NA"]
["Nonpotable Water","EPA 255.2","Platinum","1121","10042203","NA"]
["Nonpotable Water","EPA 200.7","Potassium","1125","10013806","200.7"]
["Nonpotable Water","EPA 200.8","Potassium","1125","10014605","200.8"]
["Nonpotable Water","SM 3111 B-2011","Potassium","1125","20055429","NA"]
["Nonpotable Water","SM 3120 B-2011","Potassium","1125","20061227","NA"]
["Nonpotable Water","SM 3125 B-2011","Potassium","1125","20061863","NA"]
["Nonpotable Water","SM 3500-K B-2011","Potassium","1125","20069812","NA"]
["Nonpotable Water","SM 3500-K C-2011","Potassium","1125","20069889","NA"]
["Nonpotable Water","EPA 507","Propachlor (Ramrod)","8045","10084603","507"]
["Nonpotable Water","EPA 608.3","Propachlor (Ramrod)","8045","10296614","NA"]
["Nonpotable Water","EPA 625.1","Propachlor (Ramrod)","8045","10300024","NA"]
["Nonpotable Water","EPA 1625B","Pyrene","6665","10237000","NA"]
["Nonpotable Water","EPA 610 (GC)","Pyrene","6665","10242203","NA"]
["Nonpotable Water","EPA 610 (HPLC)","Pyrene","6665","10297004","NA"]
["Nonpotable Water","EPA 625.1","Pyrene","6665","10300024","NA"]
["Nonpotable Water","SM 6410 B-2000","Pyrene","6665","20150054","NA"]
["Nonpotable Water","SM 6440 B-2005","Pyrene","6665","20151660","NA"]
["Nonpotable Water","EPA 903.0 (GPC)","Radium 226 & 228","2967","10244005","903.0"]
["Nonpotable Water","SM 7500-Ra B (GPC)-2001","Radium 226 & 228","2967","20170610","7500-RAB"]
["Nonpotable Water","EPA 903.1 (SC)","Radium-226","2965","10309601","903.1"]
["Nonpotable Water","SM 7500-Ra C-2001","Radium-226","2965","20172616","7500-RAC"]
["Nonpotable Water","EPA Ra-05 ","Radium-228","2970","10212609","RA-05 "]
["Nonpotable Water","SM 4500-Cl D-2011","Residual free chlorine","1945","20080120","NA"]
["Nonpotable Water","SM 4500-Cl E-2011","Residual free chlorine","1945","20080426","NA"]
["Nonpotable Water","SM 4500-Cl F-2011","Residual free chlorine","1945","20080824","NA"]
["Nonpotable Water","SM 4500-Cl G-2011","Residual free chlorine","1945","20081623","NA"]
["Nonpotable Water","SM 2540 B-2011","Residue, total (TS)","1950","20049416","2540B"]
["Nonpotable Water","SM 2540 B-2015","Residue, total (TS)","1950","20049438","2540B"]
["Nonpotable Water","SM 2540 B-2020","Residue, total (TS)","1950","20049223",""]
["Nonpotable Water","SM 2540 G-2011","Residue, total (TS)","1950","20005270","NA"]
["Nonpotable Water","SM 2540 G-2015","Residue, total (TS)","1950","20005281","2540G"]
["Nonpotable Water","SM 2540 G-2020","Residue, total (TS)","1950","20005292","NA"]
["Nonpotable Water","USGS I-3750-85","Residue, total (TS)","1950","40010808","NA"]
["Nonpotable Water","SM 2540 F-2011","Residue-settleable","1965","20052215","NA"]
["Nonpotable Water","SM 2540 F-2015","Residue-settleable","1965","20052226","NA"]
["Nonpotable Water","SM 2540 F-2020","Residue-settleable","1965","20052022",""]
["Nonpotable Water","EPA 160.4","Residue-volatile","1970","10010409","NA"]
["Nonpotable Water","SM 2540 E-2011","Residue-volatile","1970","20051596","NA"]
["Nonpotable Water","SM 2540 E-2015","Residue-volatile","1970","20051610","NA"]
["Nonpotable Water","SM 2540 E-2020","Residue-volatile","1970","20051687","NA"]
["Nonpotable Water","SM 2540 G-2011","Residue-volatile","1970","20005270","NA"]
["Nonpotable Water","SM 2540 G-2015","Residue-volatile","1970","20005281","2540G"]
["Nonpotable Water","SM 2540 G-2020","Residue-volatile","1970","20005292","NA"]
["Nonpotable Water","USGS I-3753-85","Residue-volatile","1970","40011005","NA"]
["Nonpotable Water","SM 3111 B-2011","Rhodium","1130","20055429","NA"]
["Nonpotable Water","SM 3125 B-2011","Rhodium","1130","20061863","NA"]
["Nonpotable Water","EPA 200.5","Selenium","1140","10213975","200.5"]
["Nonpotable Water","EPA 200.7","Selenium","1140","10013806","200.7"]
["Nonpotable Water","EPA 200.8","Selenium","1140","10014605","200.8"]
["Nonpotable Water","EPA 200.9","Selenium","1140","10015404","NA"]
["Nonpotable Water","SM 3113 B-2010","Selenium","1140","20058859","3113B"]
["Nonpotable Water","SM 3114 B-2011","Selenium","1140","20060224","NA"]
["Nonpotable Water","SM 3114 C-2011","Selenium","1140","20060268","NA"]
["Nonpotable Water","SM 3120 B-2011","Selenium","1140","20061227","NA"]
["Nonpotable Water","SM 3125 B-2011","Selenium","1140","20061863","NA"]
["Nonpotable Water","EPA 200.5","Silica as SiO2","1990","10213975","200.5"]
["Nonpotable Water","EPA 200.7","Silica as SiO2","1990","10013806","200.7"]
["Nonpotable Water","EPA 200.8","Silica as SiO2","1990","10014605","200.8"]
["Nonpotable Water","SM 3120 B-2011","Silica as SiO2","1990","20061227","NA"]
["Nonpotable Water","SM 3125 B-2011","Silica as SiO2","1990","20061863","NA"]
["Nonpotable Water","SM 4500-SiO2 C-2011","Silica as SiO2","1990","20128614","NA"]
["Nonpotable Water","SM 4500-SiO2 C-2021","Silica as SiO2","1990","20128625","NA"]
["Nonpotable Water","SM 4500-SiO2 E-2011","Silica as SiO2","1990","20129811","NA"]
["Nonpotable Water","SM 4500-SiO2 F-2011","Silica as SiO2","1990","20129877","NA"]
["Nonpotable Water","EPA 200.5","Silver","1150","10213975","200.5"]
["Nonpotable Water","EPA 200.7","Silver","1150","10013806","200.7"]
["Nonpotable Water","EPA 200.8","Silver","1150","10014605","200.8"]
["Nonpotable Water","EPA 200.9","Silver","1150","10015404","NA"]
["Nonpotable Water","SM 3111 B-2011","Silver","1150","20055429","NA"]
["Nonpotable Water","SM 3111 C-2011","Silver","1150","20056319","NA"]
["Nonpotable Water","SM 3113 B-2010","Silver","1150","20058859","3113B"]
["Nonpotable Water","SM 3120 B-2011","Silver","1150","20061227","NA"]
["Nonpotable Water","SM 3125 B-2011","Silver","1150","20061863","NA"]
["Nonpotable Water","EPA 615","Silvex (2,4,5-TP)","8650","10105609","NA"]
["Nonpotable Water","SM 6640 B-2006","Silvex (2,4,5-TP)","8650","20155026","NA"]
["Nonpotable Water","EPA 200.5","Sodium","1155","10213975","200.5"]
["Nonpotable Water","EPA 200.7","Sodium","1155","10013806","200.7"]
["Nonpotable Water","EPA 200.8","Sodium","1155","10014605","200.8"]
["Nonpotable Water","SM 3111 B-2011","Sodium","1155","20055429","NA"]
["Nonpotable Water","SM 3120 B-2011","Sodium","1155","20061227","NA"]
["Nonpotable Water","SM 3125 B-2011","Sodium","1155","20061863","NA"]
["Nonpotable Water","SM 3500-Na B-2011","Sodium","1155","20073012","NA"]
["Nonpotable Water","EPA 602","Styrene","5100","10102202","NA"]
["Nonpotable Water","EPA 624.1","Styrene","5100","10298121","NA"]
["Nonpotable Water","SM 6200 B-1997","Styrene","5100","20147006","NA"]
["Nonpotable Water","ASTM D516-11","Sulfate","2000","30002245","NA"]
["Nonpotable Water","ASTM D516-16","Sulfate","2000","30002267","NA"]
["Nonpotable Water","EPA 300.0","Sulfate","2000","10053200","300.0"]
["Nonpotable Water","EPA 300.1","Sulfate","2000","10275602","300.1"]
["Nonpotable Water","EPA 375.2","Sulfate","2000","10073004","375.2"]
["Nonpotable Water","Hach 8051","Sulfate","2000","60003761","NA"]
["Nonpotable Water","SM 4110 B-2011","Sulfate","2000","20076919","NA"]
["Nonpotable Water","SM 4110 C-2011","Sulfate","2000","20076964","NA"]
["Nonpotable Water","SM 4500-SO4¯ C-2011","Sulfate","2000","20131413","NA"]
["Nonpotable Water","SM 4500-SO4¯ D-2011","Sulfate","2000","20132212","NA"]
["Nonpotable Water","SM 4500-SO4¯ E-2011","Sulfate","2000","20132461","NA"]
["Nonpotable Water","SM 4500-SO4¯ F-2011","Sulfate","2000","20133817","NA"]
["Nonpotable Water","SM 4500-SO4¯ G-2011","Sulfate","2000","20134412","NA"]
["Nonpotable Water","HACH 8131","Sulfide","2005","60003852","NA"]
["Nonpotable Water","SM 4500 S2¯ F-2021","Sulfide","2005","20126685",""]
["Nonpotable Water","SM 4500-S2¯ B-2011","Sulfide","2005","20125320","NA"]
["Nonpotable Water","SM 4500-S2¯ D-2011","Sulfide","2005","20125864","NA"]
["Nonpotable Water","SM 4500-S2¯ F-2011","Sulfide","2005","20126663","NA"]
["Nonpotable Water","SM 4500-S2¯ G-2011","Sulfide","2005","20127064","NA"]
["Nonpotable Water","SM 4500-SO3¯ B-2011","Sulfite-SO3","2015","20130636","NA"]
["Nonpotable Water","SM 4500-SO3¯ B-2021","Sulfite-SO3","2015","20130647","NA"]
["Nonpotable Water","SM 5540 C-2011","Surfactants - MBAS","2025","20145066","NA"]
["Nonpotable Water","SM 5540 C-2021","Surfactants - MBAS","2025","20145077",""]
["Nonpotable Water","ASTM D5907-13","TDS - Residue, filterable ","1955","30021911","NA"]
["Nonpotable Water","SM 2540 C-2011","TDS - Residue, filterable ","1955","20050413","NA"]
["Nonpotable Water","SM 2540 C-2015","TDS - Residue, filterable ","1955","20050435","2540C"]
["Nonpotable Water","SM 2540 C-2020","TDS - Residue, filterable ","1955","20050479",""]
["Nonpotable Water","USGS I-1750-85","TDS - Residue, filterable ","1955","4004602","NA"]
["Nonpotable Water","SM 2550 B-2010","Temperature, deg. C","2030","20053229","NA"]
["Nonpotable Water","EPA 1656","Terbuthylazine","8190","10125801","NA"]
["Nonpotable Water","EPA 608.3","Terbuthylazine","8190","10296614","NA"]
["Nonpotable Water","EPA 619","Terbuthylazine","8190","10106408","NA"]
["Nonpotable Water","EPA 1666A","tert-Butyl alcohol (2-Methyl-2-Propanol)","4420","10128208","NA"]
["Nonpotable Water","EPA 1624C","Tetrachloroethylene (Perchloroethylene)","5115","10258409","NA"]
["Nonpotable Water","EPA 601","Tetrachloroethylene (Perchloroethylene)","5115","10102008","NA"]
["Nonpotable Water","EPA 624.1","Tetrachloroethylene (Perchloroethylene)","5115","10298121","NA"]
["Nonpotable Water","SM 6200 B-2011","Tetrachloroethylene (Perchloroethylene)","5115","20147017","NA"]
["Nonpotable Water","SM 6200 C-2011","Tetrachloroethylene (Perchloroethylene)","5115","20147614","NA"]
["Nonpotable Water","EPA 1666A","Tetrahydrofuran (THF)","5120","10128208","NA"]
["Nonpotable Water","EPA 524.2","Tetrahydrofuran (THF)","5120","10088809","524.2"]
["Nonpotable Water","EPA 624.1","Tetrahydrofuran (THF)","5120","10298121","NA"]
["Nonpotable Water","EPA 200.7","Thallium","1165","10013806","200.7"]
["Nonpotable Water","EPA 200.8","Thallium","1165","10014605","200.8"]
["Nonpotable Water","EPA 200.9","Thallium","1165","10015404","NA"]
["Nonpotable Water","EPA 279.2","Thallium","1165","10048609","NA"]
["Nonpotable Water","SM 3111 B-2011","Thallium","1165","20055429","NA"]
["Nonpotable Water","SM 3113 B-2010","Thallium","1165","20058859","3113B"]
["Nonpotable Water","SM 3120 B-2011","Thallium","1165","20061227","NA"]
["Nonpotable Water","SM 3125 B-2011","Thallium","1165","20061863","NA"]
["Nonpotable Water","EPA 200.5","Tin","1175","10213975","200.5"]
["Nonpotable Water","EPA 200.7","Tin","1175","10013806","200.7"]
["Nonpotable Water","EPA 200.8","Tin","1175","10014605","200.8"]
["Nonpotable Water","EPA 200.9","Tin","1175","10015404","NA"]
["Nonpotable Water","SM 3111 B-2011","Tin","1175","20055429","NA"]
["Nonpotable Water","SM 3113 B-2010","Tin","1175","20058859","3113B"]
["Nonpotable Water","SM 3125 B-2011","Tin","1175","20061863","NA"]
["Nonpotable Water","EPA 200.7","Titanium","1180","10013806","200.7"]
["Nonpotable Water","EPA 200.8","Titanium","1180","10014605","200.8"]
["Nonpotable Water","EPA 283.2","Titanium","1180","10050609","NA"]
["Nonpotable Water","SM 3111 D-2011","Titanium","1180","20057118","NA"]
["Nonpotable Water","SM 3125 B-2011","Titanium","1180","20061863","NA"]
["Nonpotable Water","EPA 1624B","Toluene","5140","10121401","NA"]
["Nonpotable Water","EPA 602","Toluene","5140","10102202","NA"]
["Nonpotable Water","EPA 624.1","Toluene","5140","10298121","NA"]
["Nonpotable Water","SM 6200 B-2011","Toluene","5140","20147017","NA"]
["Nonpotable Water","SM 6200 C-2011","Toluene","5140","20147614","NA"]
["Nonpotable Water","SM 2320 B-2011","Total alkalinity","1505","20045618","2320B"]
["Nonpotable Water","SM 2320 B-2021","Total alkalinity","1505","20045447","2320B"]
["Nonpotable Water","EPA 200.5","Total Chromium","1600","10213975","200.5"]
["Nonpotable Water","EPA 200.7","Total Chromium","1600","10013806","200.7"]
["Nonpotable Water","EPA 200.8","Total Chromium","1600","10014605","200.8"]
["Nonpotable Water","EPA 200.9","Total Chromium","1600","10015404","NA"]
["Nonpotable Water","SM 3111 B-2011","Total Chromium","1600","20055429","NA"]
["Nonpotable Water","SM 3111 C-2011","Total Chromium","1600","20056319","NA"]
["Nonpotable Water","SM 3113 B-2010","Total Chromium","1600","20058859","3113B"]
["Nonpotable Water","SM 3125 B-2011","Total Chromium","1600","20061863","NA"]
["Nonpotable Water","SM 3500-Cr B-2011","Total Chromium","1600","20066266","NA"]
["Nonpotable Water","SM 9221 B-2006","Total Coliform","2500","20191257","9221B-10"]
["Nonpotable Water","SM 9222 B (m- Endo) plus G (NA MUG)-2006","Total Coliform","2500","20202420","9222B"]
["Nonpotable Water","SM 9223 B (Colilert Quanti-Tray)-2016","Total Coliform","2500","20211647","9223B-QT"]
["Nonpotable Water","ASTM D7511-12(17)","Total Cyanide","1645","30033068","NA"]
["Nonpotable Water","EPA 335.4","Total Cyanide","1645","10061402","335.4"]
["Nonpotable Water","Kelada-01","Total Cyanide","1645","60005303","Kelada-01"]
["Nonpotable Water","LACHAT 10-204-00-1-X","Total Cyanide","1645","60007161","NA"]
["Nonpotable Water","SM 4500-CN¯ D-2011","Total Cyanide","1645","20096064","NA"]
["Nonpotable Water","SM 4500-CN¯ D-2016","Total Cyanide","1645","20096075","NA"]
["Nonpotable Water","SM 4500-CN¯ E-2011","Total Cyanide","1645","20096428","NA"]
["Nonpotable Water","SM 4500-CN¯ E-2016","Total Cyanide","1645","20096439","NA"]
["Nonpotable Water","SM 4500-CN¯ F-2011","Total Cyanide","1645","20096826","NA"]
["Nonpotable Water","SM 4500-CN¯ F-2016","Total Cyanide","1645","20096837","NA"]
["Nonpotable Water","IOWA OA-2","Total Extractable Hydrocarbons","6241","90016629","NA"]
["Nonpotable Water","EPA 130.1","Total hardness as CaCO3","1755","10006798","NA"]
["Nonpotable Water","HACH 8226","Total hardness as CaCO3","1755","60003965","NA"]
["Nonpotable Water","SM 2340 B-2011","Total hardness as CaCO3","1755","20046611","2340B"]
["Nonpotable Water","SM 2340 B-2021","Total hardness as CaCO3","1755","20046440",""]
["Nonpotable Water","SM 2340 C-2011","Total hardness as CaCO3","1755","20047614","2340C"]
["Nonpotable Water","EPA 350.1","Total Kjeldahl Nitrogen (TKN)","1795","10063602","350.1"]
["Nonpotable Water","EPA 351.1","Total Kjeldahl Nitrogen (TKN)","1795","10064809","351.1"]
["Nonpotable Water","EPA 351.2","Total Kjeldahl Nitrogen (TKN)","1795","10065404","351.2"]
["Nonpotable Water","SM 4500-NH3 C-2011","Total Kjeldahl Nitrogen (TKN)","1795","20108412","4500NH3-C"]
["Nonpotable Water","SM 4500-NH3 D-2011","Total Kjeldahl Nitrogen (TKN)","1795","20109415","4500NH3-D"]
["Nonpotable Water","SM 4500-NH3 E-2011","Total Kjeldahl Nitrogen (TKN)","1795","20113013","4500 NH3-E"]
["Nonpotable Water","SM 4500-NH3 F-2011","Total Kjeldahl Nitrogen (TKN)","1795","20023567","4500 NH3-F"]
["Nonpotable Water","SM 4500-NH3 G-2011","Total Kjeldahl Nitrogen (TKN)","1795","20111415","4500 NH3-G"]
["Nonpotable Water","SM 4500-NH3 H-2011","Total Kjeldahl Nitrogen (TKN)","1795","20112214","4500 NH3-H"]
["Nonpotable Water","SM 4500-Norg B-2011","Total Kjeldahl Nitrogen (TKN)","1795","20119215","NA"]
["Nonpotable Water","SM 4500-Norg C - 2011","Total Kjeldahl Nitrogen (TKN)","1795","20119817","NA"]
["Nonpotable Water","SM 4500-Norg D-2011","Total Kjeldahl Nitrogen (TKN)","1795","20120289","4500Norg-D"]
["Nonpotable Water","Timberline Ammonia-001","Total Kjeldahl Nitrogen (TKN)","1795","60034302","TIMBERLINE"]
["Nonpotable Water","HACH 10242 (TKN calc)","Total Nitrogen","1827","60005687","HACH 10242"]
["Nonpotable Water","SM 5310 B-2011","Total Organic Carbon (TOC)","2040","20137820","NA"]
["Nonpotable Water","SM 5310 B-2014","Total Organic Carbon (TOC)","2040","20137831","NA"]
["Nonpotable Water","SM 5310 C-2011","Total Organic Carbon (TOC)","2040","20138823","NA"]
["Nonpotable Water","SM 5310 C-2014","Total Organic Carbon (TOC)","2040","20138834","5310C"]
["Nonpotable Water","SM 5310 D-2011","Total Organic Carbon (TOC)","2040","20139826","NA"]
["Nonpotable Water","Iowa OA-1","Total Petroleum Hydrocarbons","2050","90013802","NA"]
["Nonpotable Water","EPA 420.4","Total Phenolics","1905","10080203","NA"]
["Nonpotable Water","HACH 8047","Total Phenolics","1905","60003727","NA"]
["Nonpotable Water","SM 5530 D-2010","Total Phenolics","1905","20143775","NA"]
["Nonpotable Water","EPA 420.1","Total Phenolics","1906","10079400","NA"]
["Nonpotable Water","EPA 200.7","Total Phosphorus","1910","10013806","200.7"]
["Nonpotable Water","EPA 365.1","Total Phosphorus","1910","10070005","365.1"]
["Nonpotable Water","EPA 365.3","Total Phosphorus","1910","10070801","NA"]
["Nonpotable Water","EPA 365.4","Total Phosphorus","1910","10071202","NA"]
["Nonpotable Water","HACH 10210","Total Phosphorus","1910","60005143","NA"]
["Nonpotable Water","Hach 8190","Total Phosphorus","1910","60003909",""]
["Nonpotable Water","SM 4500 P B-2021","Total Phosphorus","1910","20123426",""]
["Nonpotable Water","SM 4500 P E-2021","Total Phosphorus","1910","20124236",""]
["Nonpotable Water","SM 4500-P E-2011","Total Phosphorus","1910","20124225","NA"]
["Nonpotable Water","SM 4500-P F-2011","Total Phosphorus","1910","20125024","NA"]
["Nonpotable Water","SM 4500-P G-2011","Total Phosphorus","1910","20125148","NA"]
["Nonpotable Water","SM 4500-P H-2011","Total Phosphorus","1910","20125182","NA"]
["Nonpotable Water","HACH 8167","Total Residual Chlorine","1940","60003807","NA"]
["Nonpotable Water","HACH 8168","Total Residual Chlorine","1940","60003841","NA"]
["Nonpotable Water","SM 4500-Cl B-2011","Total Residual Chlorine","1940","20078426","NA"]
["Nonpotable Water","SM 4500-Cl D-2011","Total Residual Chlorine","1940","20080120","NA"]
["Nonpotable Water","SM 4500-Cl E-2011","Total Residual Chlorine","1940","20080426","NA"]
["Nonpotable Water","SM 4500-Cl F-2011","Total Residual Chlorine","1940","20080824","NA"]
["Nonpotable Water","SM 4500-Cl G-2011","Total Residual Chlorine","1940","20081623","NA"]
["Nonpotable Water","EPA 1656","Toxaphene (Chlorinated Camphene)","8250","10125801","NA"]
["Nonpotable Water","EPA 608.3","Toxaphene (Chlorinated Camphene)","8250","10296614","NA"]
["Nonpotable Water","EPA 617","Toxaphene (Chlorinated Camphene)","8250","10106000","NA"]
["Nonpotable Water","EPA 625.1","Toxaphene (Chlorinated Camphene)","8250","10300024","NA"]
["Nonpotable Water","SM 6410 B-2000","Toxaphene (Chlorinated Camphene)","8250","20150054","NA"]
["Nonpotable Water","SM 6630 B-2007","Toxaphene (Chlorinated Camphene)","8250","20153462","NA"]
["Nonpotable Water","SM 6630 C-2007","Toxaphene (Chlorinated Camphene)","8250","20154261","NA"]
["Nonpotable Water","EPA 1624B","trans-1,2-Dichloroethylene","4700","10121401","NA"]
["Nonpotable Water","EPA 601","trans-1,2-Dichloroethylene","4700","10102008","NA"]
["Nonpotable Water","EPA 624.1","trans-1,2-Dichloroethylene","4700","10298121","NA"]
["Nonpotable Water","SM 6200 B-2011","trans-1,2-Dichloroethylene","4700","20147017","NA"]
["Nonpotable Water","SM 6200 C-2011","trans-1,2-Dichloroethylene","4700","20147614","NA"]
["Nonpotable Water","EPA 1624B","trans-1,3-Dichloropropylene","4685","10121401","NA"]
["Nonpotable Water","EPA 601","trans-1,3-Dichloropropylene","4685","10102008","NA"]
["Nonpotable Water","EPA 624.1","trans-1,3-Dichloropropylene","4685","10298121","NA"]
["Nonpotable Water","SM 6200 B-2011","trans-1,3-Dichloropropylene","4685","20147017","NA"]
["Nonpotable Water","SM 6200 C-2011","trans-1,3-Dichloropropylene","4685","20147614","NA"]
["Nonpotable Water","EPA 624.1","trans-1,4-Dichloro-2-butene ","4605","10298121","NA"]
["Nonpotable Water","EPA 1624B","Trichloroethene (Trichloroethylene)","5170","10121401","NA"]
["Nonpotable Water","EPA 601","Trichloroethene (Trichloroethylene)","5170","10102008","NA"]
["Nonpotable Water","EPA 624.1","Trichloroethene (Trichloroethylene)","5170","10298121","NA"]
["Nonpotable Water","SM 6200 B-2011","Trichloroethene (Trichloroethylene)","5170","20147017","NA"]
["Nonpotable Water","SM 6200 C-2011","Trichloroethene (Trichloroethylene)","5170","20147614","NA"]
["Nonpotable Water","EPA 601","Trichlorofluoromethane (Freon-11)","5175","10102008","NA"]
["Nonpotable Water","EPA 624.1","Trichlorofluoromethane (Freon-11)","5175","10298121","NA"]
["Nonpotable Water","SM 6200 B-2011","Trichlorofluoromethane (Freon-11)","5175","20147017","NA"]
["Nonpotable Water","SM 6200 C-2011","Trichlorofluoromethane (Freon-11)","5175","20147614","NA"]
["Nonpotable Water","EPA 1671A","Triethylamine","5200","10262201","NA"]
["Nonpotable Water","EPA 1656","Trifluralin (Treflan)","8295","10125801","NA"]
["Nonpotable Water","EPA 507","Trifluralin (Treflan)","8295","10084603","507"]
["Nonpotable Water","EPA 608.3","Trifluralin (Treflan)","8295","10296614","NA"]
["Nonpotable Water","EPA 617","Trifluralin (Treflan)","8295","10106000","NA"]
["Nonpotable Water","EPA 625.1","Trifluralin (Treflan)","8295","10300024","NA"]
["Nonpotable Water","SM 6630 B-2007","Trifluralin (Treflan)","8295","20153462","NA"]
["Nonpotable Water","SM 2540 D -2011","TSS - Residue, nonfilterable","1960","20051212","2540D"]
["Nonpotable Water","SM 2540 D-2015","TSS - Residue, nonfilterable","1960","20051223","2540D"]
["Nonpotable Water","SM 2540 D-2020","TSS - Residue, nonfilterable","1960","20051029",""]
["Nonpotable Water","USGS I-3765-85","TSS - Residue, nonfilterable","1960","40011209","I-3765-85"]
["Nonpotable Water","EPA 180.1","Turbidity","2055","10011800","180.1"]
["Nonpotable Water","SM 2130 B-2011","Turbidity","2055","20048220","NA"]
["Nonpotable Water","EPA 200.5","Vanadium","1185","10213975","200.5"]
["Nonpotable Water","EPA 200.7","Vanadium","1185","10013806","200.7"]
["Nonpotable Water","EPA 200.8","Vanadium","1185","10014605","200.8"]
["Nonpotable Water","SM 3111 D-2011","Vanadium","1185","20057118","NA"]
["Nonpotable Water","SM 3113 B-2010","Vanadium","1185","20058859","3113B"]
["Nonpotable Water","SM 3120 B-2011","Vanadium","1185","20061227","NA"]
["Nonpotable Water","SM 3125 B-2011","Vanadium","1185","20061863","NA"]
["Nonpotable Water","SM 3500-V B-2011","Vanadium","1185","20074617","NA"]
["Nonpotable Water","EPA 624.1","Vinyl acetate","5225","10298121","NA"]
["Nonpotable Water","EPA 1624B","Vinyl chloride (Chloroethene)","5235","10121401","NA"]
["Nonpotable Water","EPA 601","Vinyl chloride (Chloroethene)","5235","10102008","NA"]
["Nonpotable Water","EPA 624.1","Vinyl chloride (Chloroethene)","5235","10298121","NA"]
["Nonpotable Water","SM 6200 B-2011","Vinyl chloride (Chloroethene)","5235","20147017","NA"]
["Nonpotable Water","EPA 1624C","Xylenes (total)","5260","10258409","NA"]
["Nonpotable Water","EPA 1666A","Xylenes (total)","5260","10128208","NA"]
["Nonpotable Water","EPA 624.1","Xylenes (total)","5260","10298121","NA"]
["Nonpotable Water","EPA 200.5","Zinc","1190","10213975","200.5"]
["Nonpotable Water","EPA 200.7","Zinc","1190","10013806","200.7"]
["Nonpotable Water","EPA 200.8","Zinc","1190","10014605","200.8"]
["Nonpotable Water","HACH 8009","Zinc","1190","60003409","NA"]
["Nonpotable Water","SM 3111 B-2011","Zinc","1190","20055429","NA"]
["Nonpotable Water","SM 3111 C-2011","Zinc","1190","20056319","NA"]
["Nonpotable Water","SM 3120 B-2011","Zinc","1190","20061227","NA"]
["Nonpotable Water","SM 3125 B-2011","Zinc","1190","20061863","NA"]
["Nonpotable Water","SM 3500-Zn B-2011","Zinc","1190","20076416","NA"]

{"sheet":"3. Municipal Sludge (503b)","index":2,"n_rows":109,"n_cols":6,"rows_kept":109,"cut":false,"hidden":false,"merged":[],"flags":["formulas_cached_only"]}
["Program","MethodName","AnalyteName","TNIAnalyteCode","TNIMethodCode","SDWISCode"]
["Municipal Sludge (503b)","EPA 350.1","Ammonia as N","1515","10063602","350.1"]
["Municipal Sludge (503b)","SM 4500-NH3 C-2011","Ammonia as N","1515","20108412","4500NH3-C"]
["Municipal Sludge (503b)","SM 4500-NH3 D-2011","Ammonia as N","1515","20109415","4500NH3-D"]
["Municipal Sludge (503b)","SM 4500-NH3 E-2011","Ammonia as N","1515","20113013","4500 NH3-E"]
["Municipal Sludge (503b)","SM 4500-NH3 F-2011","Ammonia as N","1515","20023567","4500 NH3-F"]
["Municipal Sludge (503b)","SM 4500-NH3 G-2011","Ammonia as N","1515","20111415","4500 NH3-G"]
["Municipal Sludge (503b)","SM 4500-NH3 H-2011","Ammonia as N","1515","20112214","4500 NH3-H"]
["Municipal Sludge (503b)","SM 4500-NH3 B-2011","Ammonia Distillation","1404","20106018","NA"]
["Municipal Sludge (503b)","EPA 6010A","Arsenic","1010","10155405","NA"]
["Municipal Sludge (503b)","EPA 6010B","Arsenic","1010","\t10155609","NA"]
["Municipal Sludge (503b)","EPA 6010C","Arsenic","1010","10155905","NA"]
["Municipal Sludge (503b)","EPA 6010D","Arsenic","1010","10155950","NA"]
["Municipal Sludge (503b)","EPA 6020A","Arsenic","1010","10156419","NA"]
["Municipal Sludge (503b)","EPA 6020B","Arsenic","1010","10156420","NA"]
["Municipal Sludge (503b)","EPA 7010","Arsenic","1010","10157810","NA"]
["Municipal Sludge (503b)","EPA 7061A","Arsenic","1010","10159203","NA"]
["Municipal Sludge (503b)","EPA 6010A","Cadmium","1030","10155405","NA"]
["Municipal Sludge (503b)","EPA 6010B","Cadmium","1030","\t10155609","NA"]
["Municipal Sludge (503b)","EPA 6010C","Cadmium","1030","10155905","NA"]
["Municipal Sludge (503b)","EPA 6010D","Cadmium","1030","10155950","NA"]
["Municipal Sludge (503b)","EPA 6020A","Cadmium","1030","10156419","NA"]
["Municipal Sludge (503b)","EPA 6020B","Cadmium","1030","10156420","NA"]
["Municipal Sludge (503b)","EPA 7000A","Cadmium","1030","10157605","NA"]
["Municipal Sludge (503b)","EPA 7000B","Cadmium","1030","10157707","NA"]
["Municipal Sludge (503b)","EPA 7010","Cadmium","1030","10157810","NA"]
["Municipal Sludge (503b)","EPA 6010A","Copper","1055","10155405","NA"]
["Municipal Sludge (503b)","EPA 6010B","Copper","1055","\t10155609","NA"]
["Municipal Sludge (503b)","EPA 6010C","Copper","1055","10155905","NA"]
["Municipal Sludge (503b)","EPA 6010D","Copper","1055","10155950","NA"]
["Municipal Sludge (503b)","EPA 6020A","Copper","1055","10156419","NA"]
["Municipal Sludge (503b)","EPA 6020B","Copper","1055","10156420","NA"]
["Municipal Sludge (503b)","EPA 7000A","Copper","1055","10157605","NA"]
["Municipal Sludge (503b)","EPA 7000B","Copper","1055","10157707","NA"]
["Municipal Sludge (503b)","EPA 7010","Copper","1055","10157810","NA"]
["Municipal Sludge (503b)","EPA 1680","Fecal coliforms","2530","10262654","NA"]
["Municipal Sludge (503b)","EPA 1681","Fecal coliforms","2530","10262803","NA"]
["Municipal Sludge (503b)","SM 9221 E + C-2006 (A1)","Fecal coliforms","2530","20196650","NA"]
["Municipal Sludge (503b)","SM 9221 E-2014 (EC)","Fecal coliforms","2530","20227263","NA"]
["Municipal Sludge (503b)","SM 9222 D-2006","Fecal coliforms","2530","20210019","NA"]
["Municipal Sludge (503b)","SM 9222 D-2015","Fecal coliforms","2530","20210020","NA"]
["Municipal Sludge (503b)","EPA 6010A","Lead","1075","10155405","NA"]
["Municipal Sludge (503b)","EPA 6010B","Lead","1075","\t10155609","NA"]
["Municipal Sludge (503b)","EPA 6010C","Lead","1075","10155905","NA"]
["Municipal Sludge (503b)","EPA 6010D","Lead","1075","10155950","NA"]
["Municipal Sludge (503b)","EPA 6020A","Lead","1075","10156419","NA"]
["Municipal Sludge (503b)","EPA 6020B","Lead","1075","10156420","NA"]
["Municipal Sludge (503b)","EPA 7000A","Lead","1075","10157605","NA"]
["Municipal Sludge (503b)","EPA 7000B","Lead","1075","10157707","NA"]
["Municipal Sludge (503b)","EPA 7010","Lead","1075","10157810","NA"]
["Municipal Sludge (503b)","EPA 6010C","Mercury","1095","10155905","NA"]
["Municipal Sludge (503b)","EPA 6020B","Mercury","1095","10156420","NA"]
["Municipal Sludge (503b)","EPA 7471B","Mercury","1095","10166457","NA"]
["Municipal Sludge (503b)","EPA 6010A","Molybdenum","1100","10155405","NA"]
["Municipal Sludge (503b)","EPA 6010B","Molybdenum","1100","\t10155609","NA"]
["Municipal Sludge (503b)","EPA 6010C","Molybdenum","1100","10155905","NA"]
["Municipal Sludge (503b)","EPA 6010D","Molybdenum","1100","10155950","NA"]
["Municipal Sludge (503b)","EPA 6020A","Molybdenum","1100","10156419","NA"]
["Municipal Sludge (503b)","EPA 6020B","Molybdenum","1100","10156420","NA"]
["Municipal Sludge (503b)","EPA 7000B","Molybdenum","1100","10157707","NA"]
["Municipal Sludge (503b)","EPA 7010","Molybdenum","1100","10157810","NA"]
["Municipal Sludge (503b)","EPA 6010A","Nickel","1105","10155405","NA"]
["Municipal Sludge (503b)","EPA 6010B","Nickel","1105","\t10155609","NA"]
["Municipal Sludge (503b)","EPA 6010C","Nickel","1105","10155905","NA"]
["Municipal Sludge (503b)","EPA 6010D","Nickel","1105","10155950","NA"]
["Municipal Sludge (503b)","EPA 6020A","Nickel","1105","10156419","NA"]
["Municipal Sludge (503b)","EPA 6020B","Nickel","1105","10156420","NA"]
["Municipal Sludge (503b)","EPA 7000A","Nickel","1105","10157605","NA"]
["Municipal Sludge (503b)","EPA 7000B","Nickel","1105","10157707","NA"]
["Municipal Sludge (503b)","EPA 7010","Nickel","1105","10157810","NA"]
["Municipal Sludge (503b)","EPA 9056A","Nitrate as N","1810","10199607","NA"]
["Municipal Sludge (503b)","EPA 9210A","Nitrate as N","1810","10205604","NA"]
["Municipal Sludge (503b)","EPA 9095B","Paint Filter Test (Paint Filter Liquids)","1434","10245600","NA"]
["Municipal Sludge (503b)","EPA 9040C (water)","pH+","1900","10244403","NA"]
["Municipal Sludge (503b)","EPA 9045D (soil)","pH+","1900","10198455","NA"]
["Municipal Sludge (503b)","SM 2540 B-2011","Residue, total (TS)","1950","20049416","2540B"]
["Municipal Sludge (503b)","SM 2540 B-2015","Residue, total (TS)","1950","20049438","2540B"]
["Municipal Sludge (503b)","SM 2540 B-2020","Residue, total (TS)","1950","20049223",""]
["Municipal Sludge (503b)","SM 2540 G-2011","Residue, total (TS)","1950","20005270","NA"]
["Municipal Sludge (503b)","SM 2540 G-2015","Residue, total (TS)","1950","20005281","2540G"]
["Municipal Sludge (503b)","SM 2540 G-2020","Residue, total (TS)","1950","20005292","NA"]
["Municipal Sludge (503b)","SM 2540 E-2011","Residue-volatile","1970","20051596","NA"]
["Municipal Sludge (503b)","SM 2540 E-2015","Residue-volatile","1970","20051610","NA"]
["Municipal Sludge (503b)","SM 2540 E-2020","Residue-volatile","1970","20051687","NA"]
["Municipal Sludge (503b)","SM 2540 G-2011","Residue-volatile","1970","20005270","NA"]
["Municipal Sludge (503b)","SM 2540 G-2015","Residue-volatile","1970","20005281","2540G"]
["Municipal Sludge (503b)","SM 2540 G-2020","Residue-volatile","1970","20005292","NA"]
["Municipal Sludge (503b)","EPA 6010A","Selenium","1140","10155405","NA"]
["Municipal Sludge (503b)","EPA 6010B","Selenium","1140","\t10155609","NA"]
["Municipal Sludge (503b)","EPA 6010C","Selenium","1140","10155905","NA"]
["Municipal Sludge (503b)","EPA 6010D","Selenium","1140","10155950","NA"]
["Municipal Sludge (503b)","EPA 6020A","Selenium","1140","10156419","NA"]
["Municipal Sludge (503b)","EPA 6020B","Selenium","1140","10156420","NA"]
["Municipal Sludge (503b)","EPA 7010","Selenium","1140","10157810","NA"]
["Municipal Sludge (503b)","EPA 7741A","Selenium","1140","10169003","NA"]
["Municipal Sludge (503b)","EPA 1311","TCLP","1466","10118806","NA"]
["Municipal Sludge (503b)","SM 2550 B-2000","Temperature, deg. C","2030","20053218","2550B"]
["Municipal Sludge (503b)","SM 2550 B-2010","Temperature, deg. C","2030","20053229","NA"]
["Municipal Sludge (503b)","EPA 351.2","Total Kjeldahl Nitrogen (TKN)","1795","10065404","351.2"]
["Municipal Sludge (503b)","SM 4500-N C-2011","Total Nitrogen","1827","20022508","NA"]
["Municipal Sludge (503b)","EPA 6010A","Zinc","1190","10155405","NA"]
["Municipal Sludge (503b)","EPA 6010B","Zinc","1190","\t10155609","NA"]
["Municipal Sludge (503b)","EPA 6010C","Zinc","1190","10155905","NA"]
["Municipal Sludge (503b)","EPA 6010D","Zinc","1190","10155950","NA"]
["Municipal Sludge (503b)","EPA 6020A","Zinc","1190","10156419","NA"]
["Municipal Sludge (503b)","EPA 6020B","Zinc","1190","10156420","NA"]
["Municipal Sludge (503b)","EPA 7000A","Zinc","1190","10157605","NA"]
["Municipal Sludge (503b)","EPA 7000B","Zinc","1190","10157707","NA"]
["Municipal Sludge (503b)","EPA 7010","Zinc","1190","10157810","NA"]

{"sheet":"4. SWCS (Water)","index":3,"n_rows":1079,"n_cols":6,"rows_kept":1079,"cut":false,"hidden":false,"merged":[],"flags":["formulas_cached_only"]}
["Program","MethodName","AnalyteName","TNIAnalyteCode","TNIMethodCode","SDWISCode"]
["Solid Waste/Contaminated Sites (Water)","EPA 8270C"," 2-methylphenol (o-Cresol)","6400","10185805","NA"]
["Solid Waste/Contaminated Sites (Water)","EPA 8270E"," 2-methylphenol (o-Cresol)","6400","10242543","NA"]
["Solid Waste/Contaminated Sites (Water)","EPA 8270C"," 2-Nitroaniline","6460","10185805","NA"]
["Solid Waste/Contaminated Sites (Water)","EPA 8270E"," 2-Nitroaniline","6460","10242543","NA"]
["Solid Waste/Contaminated Sites (Water)","EPA 8270C"," 3-Nitroaniline","6465","10185805","NA"]
["Solid Waste/Contaminated Sites (Water)","EPA 8270E"," 3-Nitroaniline","6465","10242543","NA"]
["Solid Waste/Contaminated Sites (Water)","EPA 8270C"," 4-Nitroaniline","6470","10185805","NA"]
["Solid Waste/Contaminated Sites (Water)","EPA 8270E"," 4-Nitroaniline","6470","10242543","NA"]
["Solid Waste/Contaminated Sites (Water)","EPA 1633 -  Jan 24"," 9-chlorohexadecafluoro-3-oxanone-1-sulfonic acid (9CL-PF3ONS)","6952","10123463","NA"]
["Solid Waste/Contaminated Sites (Water)","EPA 8270C","0,0,0-Triethyl phosphorothioate","8290","10185805","NA"]
["Solid Waste/Contaminated Sites (Water)","EPA 8270E","0,0,0-Triethyl phosphorothioate","8290","10242543","NA"]
["Solid Waste/Contaminated Sites (Water)","EPA 1633 -  Jan 24","1 H, 1 H, 2H, 2H-Perfluoroctane sulfonic acid (6:2FTS)","6947","10123463","NA"]
["Solid Waste/Contaminated Sites (Water)","EPA 1633 -  Jan 24","1 H, 1 H, 2H, 2H-Perfluorodecane sulfonic acid (8:2FTS)","6948","10123463","NA"]
["Solid Waste/Contaminated Sites (Water)","EPA 1633 -  Jan 24","1 H, 1 H, 2H, 2H-Perfluorohexane sulfonic acid (4:2FTS)","6946","10123463","NA"]
["Solid Waste/Contaminated Sites (Water)","EPA 8270C","1,1'-Biphenyl","6703","10185805","NA"]
["Solid Waste/Contaminated Sites (Water)","EPA 8270E","1,1'-Biphenyl","6703","10242543","NA"]
["Solid Waste/Contaminated Sites (Water)","EPA 8021B","1,1,1,2-Tetrachloroethane ","5105","10174819","NA"]
["Solid Waste/Contaminated Sites (Water)","EPA 8260B","1,1,1,2-Tetrachloroethane ","5105","10184802","NA"]
["Solid Waste/Contaminated Sites (Water)","EPA 8260D","1,1,1,2-Tetrachloroethane ","5105","10307127","NA"]
["Solid Waste/Contaminated Sites (Water)","EPA 8260B","1,1,1-Trichloroethane","5160","10184802","NA"]
["Solid Waste/Contaminated Sites (Water)","EPA 8260D","1,1,1-Trichloroethane","5160","10307127","NA"]
["Solid Waste/Contaminated Sites (Water)","EPA 8021B","1,1,2,2-Tetrachloroethane","5110","10174819","NA"]
["Solid Waste/Contaminated Sites (Water)","EPA 8260B","1,1,2,2-Tetrachloroethane","5110","10184802","NA"]
["Solid Waste/Contaminated Sites (Water)","EPA 8260D","1,1,2,2-Tetrachloroethane","5110","10307127","NA"]
["Solid Waste/Contaminated Sites (Water)","EPA 8260B","1,1,2-Trichloro-1,2,2-trifluoroethane ","5185","10184802","NA"]
["Solid Waste/Contaminated Sites (Water)","EPA 8260D","1,1,2-Trichloro-1,2,2-trifluoroethane ","5185","10307127","NA"]
["Solid Waste/Contaminated Sites (Water)","EPA 8021B","1,1,2-Trichloroethane","5165","10174819","NA"]
["Solid Waste/Contaminated Sites (Water)","EPA 8260B","1,1,2-Trichloroethane","5165","10184802","NA"]
["Solid Waste/Contaminated Sites (Water)","EPA 8260D","1,1,2-Trichloroethane","5165","10307127","NA"]
["Solid Waste/Contaminated Sites (Water)","EPA 8021B","1,1-Dichloroethane","4630","10174819","NA"]
["Solid Waste/Contaminated Sites (Water)","EPA 8260B","1,1-Dichloroethane","4630","10184802","NA"]
["Solid Waste/Contaminated Sites (Water)","EPA 8260D","1,1-Dichloroethane","4630","10307127","NA"]
["Solid Waste/Contaminated Sites (Water)","EPA 8021B","1,1-Dichloroethylene","4640","10174819","NA"]
["Solid Waste/Contaminated Sites (Water)","EPA 8260B","1,1-Dichloroethylene","4640","10184802","NA"]
["Solid Waste/Contaminated Sites (Water)","EPA 8260D","1,1-Dichloroethylene","4640","10307127","NA"]
["Solid Waste/Contaminated Sites (Water)","EPA 8021B","1,1-Dichloropropene","4670","10174819","NA"]
["Solid Waste/Contaminated Sites (Water)","EPA 8260B","1,1-Dichloropropene","4670","10184802","NA"]
["Solid Waste/Contaminated Sites (Water)","EPA 8260D","1,1-Dichloropropene","4670","10307127","NA"]
["Solid Waste/Contaminated Sites (Water)","EPA 8260B","1,2,3-Trichloropropane ","5180","10184802","NA"]
["Solid Waste/Contaminated Sites (Water)","EPA 8260D","1,2,3-Trichloropropane ","5180","10307127","NA"]
["Solid Waste/Contaminated Sites (Water)","EPA 8270C","1,2,4,5-Tetrachlorobenzene","6715","10185805","NA"]
["Solid Waste/Contaminated Sites (Water)","EPA 8270E","1,2,4,5-Tetrachlorobenzene","6715","10242543","NA"]
["Solid Waste/Contaminated Sites (Water)","EPA 8270C","1,2,4-Trichlorobenzene","5155","10185805","NA"]
["Solid Waste/Contaminated Sites (Water)","EPA 8270E","1,2,4-Trichlorobenzene","5155","10242543","NA"]
["Solid Waste/Contaminated Sites (Water)","EPA 8021B","1,2,4-Trimethylbenzene","5210","10174819","NA"]
["Solid Waste/Contaminated Sites (Water)","EPA 8260B","1,2,4-Trimethylbenzene","5210","10184802","NA"]
["Solid Waste/Contaminated Sites (Water)","EPA 8260D","1,2,4-Trimethylbenzene","5210","10307127","NA"]
["Solid Waste/Contaminated Sites (Water)","EPA 8021B","1,2-Dibromo-3-chloropropane (DBCP)","4570","10174819","NA"]
["Solid Waste/Contaminated Sites (Water)","EPA 8260B","1,2-Dibromo-3-chloropropane (DBCP)","4570","10184802","NA"]
["Solid Waste/Contaminated Sites (Water)","EPA 8260D","1,2-Dibromo-3-chloropropane (DBCP)","4570","10307127","NA"]
["Solid Waste/Contaminated Sites (Water)","EPA 8021B","1,2-Dibromoethane (EDB, Ethylene dibromide)","4585","10174819","NA"]
["Solid Waste/Contaminated Sites (Water)","EPA 8260B","1,2-Dibromoethane (EDB, Ethylene dibromide)","4585","10184802","NA"]
["Solid Waste/Contaminated Sites (Water)","EPA 8260D","1,2-Dibromoethane (EDB, Ethylene dibromide)","4585","10307127","NA"]
["Solid Waste/Contaminated Sites (Water)","EPA 8021B","1,2-Dichlorobenzene (o-Dichlorobenzene)","4610","10174819","NA"]
["Solid Waste/Contaminated Sites (Water)","EPA 8260B","1,2-Dichlorobenzene (o-Dichlorobenzene)","4610","10184802","NA"]
["Solid Waste/Contaminated Sites (Water)","EPA 8260D","1,2-Dichlorobenzene (o-Dichlorobenzene)","4610","10307127","NA"]
["Solid Waste/Contaminated Sites (Water)","EPA 8270C","1,2-Dichlorobenzene (o-Dichlorobenzene)","4610","10185805","NA"]
["Solid Waste/Contaminated Sites (Water)","EPA 8270E","1,2-Dichlorobenzene (o-Dichlorobenzene)","4610","10242543","NA"]
["Solid Waste/Contaminated Sites (Water)","EPA 8021B","1,2-Dichloroethane (Ethylene dichloride)","4635","10174819","NA"]
["Solid Waste/Contaminated Sites (Water)","EPA 8260B","1,2-Dichloroethane (Ethylene dichloride)","4635","10184802","NA"]
["Solid Waste/Contaminated Sites (Water)","EPA 8260D","1,2-Dichloroethane (Ethylene dichloride)","4635","10307127","NA"]
["Solid Waste/Contaminated Sites (Water)","EPA 8021B","1,2-Dichloropropane","4655","10174819","NA"]
["Solid Waste/Contaminated Sites (Water)","EPA 8260B","1,2-Dichloropropane","4655","10184802","NA"]
["Solid Waste/Contaminated Sites (Water)","EPA 8260D","1,2-Dichloropropane","4655","10307127","NA"]
["Solid Waste/Contaminated Sites (Water)","EPA 8021B","1,3,5-Trimethylbenzene","5215","10174819","NA"]
["Solid Waste/Contaminated Sites (Water)","EPA 8260B","1,3,5-Trimethylbenzene","5215","10184802","NA"]
["Solid Waste/Contaminated Sites (Water)","EPA 8260D","1,3,5-Trimethylbenzene","5215","10307127","NA"]
["Solid Waste/Contaminated Sites (Water)","EPA 8330","1,3,5-Trinitro-1,3,5-triazacyclohexane (RDX) ","9432","10189807","NA"]
["Solid Waste/Contaminated Sites (Water)","EPA 8330B","1,3,5-Trinitro-1,3,5-triazacyclohexane (RDX) ","9432","10308006","NA"]
["Solid Waste/Contaminated Sites (Water)","EPA 8270C","1,3,5-Trinitrobenzene","6885","10185805","NA"]
["Solid Waste/Contaminated Sites (Water)","EPA 8270E","1,3,5-Trinitrobenzene","6885","10242543","NA"]
["Solid Waste/Contaminated Sites (Water)","EPA 8330","1,3,5-Trinitrobenzene","6885","10189807","NA"]
["Solid Waste/Contaminated Sites (Water)","EPA 8330B","1,3,5-Trinitrobenzene","6885","10308006","NA"]
["Solid Waste/Contaminated Sites (Water)","EPA 8021B","1,3-Dichlorobenzene (m-Dichlorobenzene)","4615","10174819","NA"]
["Solid Waste/Contaminated Sites (Water)","EPA 8260B","1,3-Dichlorobenzene (m-Dichlorobenzene)","4615","10184802","NA"]
["Solid Waste/Contaminated Sites (Water)","EPA 8260D","1,3-Dichlorobenzene (m-Dichlorobenzene)","4615","10307127","NA"]
["Solid Waste/Contaminated Sites (Water)","EPA 8270C","1,3-Dichlorobenzene (m-Dichlorobenzene)","4615","10185805","NA"]
["Solid Waste/Contaminated Sites (Water)","EPA 8270E","1,3-Dichlorobenzene (m-Dichlorobenzene)","4615","10242543","NA"]
["Solid Waste/Contaminated Sites (Water)","EPA 8021B","1,3-Dichloropropane","4660","10174819","NA"]
["Solid Waste/Contaminated Sites (Water)","EPA 8260B","1,3-Dichloropropane","4660","10184802","NA"]
["Solid Waste/Contaminated Sites (Water)","EPA 8260D","1,3-Dichloropropane","4660","10307127","NA"]
["Solid Waste/Contaminated Sites (Water)","EPA 8021B","1,3-Dichloropropene","4675","10174819","NA"]
["Solid Waste/Contaminated Sites (Water)","EPA 8270C","1,3-Dinitrobenzene","6160","10185805","NA"]
["Solid Waste/Contaminated Sites (Water)","EPA 8270E","1,3-Dinitrobenzene","6160","10242543","NA"]
["Solid Waste/Contaminated Sites (Water)","EPA 8330","1,3-Dinitrobenzene","6160","10189807","NA"]
["Solid Waste/Contaminated Sites (Water)","EPA 8330B","1,3-Dinitrobenzene","6160","10308006","NA"]
["Solid Waste/Contaminated Sites (Water)","EPA 8021B","1,4-Dichlorobenzene (p-Dichlorobenzene)","4620","10174819","NA"]
["Solid Waste/Contaminated Sites (Water)","EPA 8260B","1,4-Dichlorobenzene (p-Dichlorobenzene)","4620","10184802","NA"]
["Solid Waste/Contaminated Sites (Water)","EPA 8260D","1,4-Dichlorobenzene (p-Dichlorobenzene)","4620","10307127","NA"]
["Solid Waste/Contaminated Sites (Water)","EPA 8270C","1,4-Dichlorobenzene (p-Dichlorobenzene)","4620","10185805","NA"]
["Solid Waste/Contaminated Sites (Water)","EPA 8270E","1,4-Dichlorobenzene (p-Dichlorobenzene)","4620","10242543","NA"]
["Solid Waste/Contaminated Sites (Water)","EPA 8260B","1,4-Dioxane (1,4- Diethyleneoxide) ","4735","10184802","NA"]
["Solid Waste/Contaminated Sites (Water)","EPA 8260D","1,4-Dioxane (1,4- Diethyleneoxide) ","4735","10307127","NA"]
["Solid Waste/Contaminated Sites (Water)","EPA 8270C","1,4-Dioxane (1,4- Diethyleneoxide) ","4735","10185805","NA"]
["Solid Waste/Contaminated Sites (Water)","EPA 8270E","1,4-Dioxane (1,4- Diethyleneoxide) ","4735","10242543","NA"]
["Solid Waste/Contaminated Sites (Water)","EPA 8270C","1,4-Naphthoquinone","6420","10185805","NA"]
["Solid Waste/Contaminated Sites (Water)","EPA 8270E","1,4-Naphthoquinone","6420","10242543","NA"]
["Solid Waste/Contaminated Sites (Water)","EPA 8270C","1,4-Phenylenediamine","6630","10185805","NA"]
["Solid Waste/Contaminated Sites (Water)","EPA 8270E","1,4-Phenylenediamine","6630","10242543","NA"]
["Solid Waste/Contaminated Sites (Water)","EPA 8270C","1-Naphthylamine","6425","10185805","NA"]
["Solid Waste/Contaminated Sites (Water)","EPA 8270E","1-Naphthylamine","6425","10242543","NA"]
["Solid Waste/Contaminated Sites (Water)","EPA 1633 -  Jan 24","11-chloroeicosafluoro-3-oxaundecane-1-sulfonic acid  (11CL-PF3OUdS)","9490","10123463","NA"]
["Solid Waste/Contaminated Sites (Water)","EPA 8270C","2,2'-Oxybis(1-chloropropane), bis(2-Chloro-1-methylethyl)ether","4659","10185805","NA"]
["Solid Waste/Contaminated Sites (Water)","EPA 8270E","2,2'-Oxybis(1-chloropropane), bis(2-Chloro-1-methylethyl)ether","4659","10242543","NA"]
["Solid Waste/Contaminated Sites (Water)","EPA 8260B","2,2-Dichloropropane","4665","10184802","NA"]
["Solid Waste/Contaminated Sites (Water)","EPA 8260D","2,2-Dichloropropane","4665","10307127","NA"]
["Solid Waste/Contaminated Sites (Water)","EPA 8270C","2,3,4,6-Tetrachlorophenol","6735","10185805","NA"]
["Solid Waste/Contaminated Sites (Water)","EPA 8270E","2,3,4,6-Tetrachlorophenol","6735","10242543","NA"]
["Solid Waste/Contaminated Sites (Water)","EPA 8151A","2,4,5-T; 2,4,5-Trichlorophenoxyacetic Acid","8655","10183207","NA"]
["Solid Waste/Contaminated Sites (Water)","EPA 8270C","2,4,5-Trichlorophenol","6835","10185805","NA"]
["Solid Waste/Contaminated Sites (Water)","EPA 8270E","2,4,5-Trichlorophenol","6835","10242543","NA"]
["Solid Waste/Contaminated Sites (Water)","EPA 8330","2,4,6- Trinitrotoluene (TNT)","9651","10189807","NA"]
["Solid Waste/Contaminated Sites (Water)","EPA 8330B","2,4,6- Trinitrotoluene (TNT)","9651","10308006","NA"]
["Solid Waste/Contaminated Sites (Water)","EPA 8270C","2,4,6-Trichlorophenol","6840","10185805","NA"]
["Solid Waste/Contaminated Sites (Water)","EPA 8270E","2,4,6-Trichlorophenol","6840","10242543","NA"]
["Solid Waste/Contaminated Sites (Water)","EPA 8151A","2,4-D","8545","10183207","NA"]
["Solid Waste/Contaminated Sites (Water)","EPA 8270C","2,4-Dichlorophenol","6000","10185805","NA"]
["Solid Waste/Contaminated Sites (Water)","EPA 8270E","2,4-Dichlorophenol","6000","10242543","NA"]
["Solid Waste/Contaminated Sites (Water)","EPA 8270C","2,4-Dimethylphenol","6130","10185805","NA"]
["Solid Waste/Contaminated Sites (Water)","EPA 8270E","2,4-Dimethylphenol","6130","10242543","NA"]
["Solid Waste/Contaminated Sites (Water)","EPA 8270C","2,4-Dinitrophenol","6175","10185805","NA"]
["Solid Waste/Contaminated Sites (Water)","EPA 8270E","2,4-Dinitrophenol","6175","10242543","NA"]
["Solid Waste/Contaminated Sites (Water)","EPA 8270C","2,4-Dinitrotoluene (2,4-DNT)","6185","10185805","NA"]
["Solid Waste/Contaminated Sites (Water)","EPA 8270E","2,4-Dinitrotoluene (2,4-DNT)","6185","10242543","NA"]
["Solid Waste/Contaminated Sites (Water)","EPA 8330","2,4-Dinitrotoluene (2,4-DNT)","6185","10189807","NA"]
["Solid Waste/Contaminated Sites (Water)","EPA 8330B","2,4-Dinitrotoluene (2,4-DNT)","6185","10308006","NA"]
["Solid Waste/Contaminated Sites (Water)","EPA 8270C","2,6-Dichlorophenol ","6005","10185805","NA"]
["Solid Waste/Contaminated Sites (Water)","EPA 8270E","2,6-Dichlorophenol ","6005","10242543","NA"]
["Solid Waste/Contaminated Sites (Water)","EPA 8270C","2,6-Dinitrotoluene (2,6-DNT)","6190","10185805","NA"]
["Solid Waste/Contaminated Sites (Water)","EPA 8270E","2,6-Dinitrotoluene (2,6-DNT)","6190","10242543","NA"]
["Solid Waste/Contaminated Sites (Water)","EPA 8330","2,6-Dinitrotoluene (2,6-DNT)","6190","10189807","NA"]
["Solid Waste/Contaminated Sites (Water)","EPA 8330B","2,6-Dinitrotoluene (2,6-DNT)","6190","10308006","NA"]
["Solid Waste/Contaminated Sites (Water)","EPA 8270C","2-Acetylaminofluorene","5515","10185805","NA"]
["Solid Waste/Contaminated Sites (Water)","EPA 8270E","2-Acetylaminofluorene","5515","10242543","NA"]
["Solid Waste/Contaminated Sites (Water)","EPA 8015B","2-Butanone (Methyl ethyl ketone, MEK) ","4410","10173601","NA"]
["Solid Waste/Contaminated Sites (Water)","EPA 8015C","2-Butanone (Methyl ethyl ketone, MEK) ","4410","10173816","NA"]
["Solid Waste/Contaminated Sites (Water)","EPA 8260B","2-Butanone (Methyl ethyl ketone, MEK) ","4410","10184802","NA"]
["Solid Waste/Contaminated Sites (Water)","EPA 8260D","2-Butanone (Methyl ethyl ketone, MEK) ","4410","10307127","NA"]
["Solid Waste/Contaminated Sites (Water)","EPA 8021B","2-Chloro-1,3-butadiene (Chloroprene)","4525","10174819","NA"]
["Solid Waste/Contaminated Sites (Water)","EPA 8260B","2-Chloro-1,3-butadiene (Chloroprene)","4525","10184802","NA"]
["Solid Waste/Contaminated Sites (Water)","EPA 8260D","2-Chloro-1,3-butadiene (Chloroprene)","4525","10307127","NA"]
["Solid Waste/Contaminated Sites (Water)","EPA 8270C","2-Chloronaphthalene","5795","10185805","NA"]
["Solid Waste/Contaminated Sites (Water)","EPA 8270E","2-Chloronaphthalene","5795","10242543","NA"]
["Solid Waste/Contaminated Sites (Water)","EPA 8270C","2-Chlorophenol","5800","10185805","NA"]
["Solid Waste/Contaminated Sites (Water)","EPA 8270E","2-Chlorophenol","5800","10242543","NA"]
["Solid Waste/Contaminated Sites (Water)","EPA 8021B","2-Chlorotoluene (o-Chlorotoluene)","4535","10174819","NA"]
["Solid Waste/Contaminated Sites (Water)","EPA 8260B","2-Chlorotoluene (o-Chlorotoluene)","4535","10184802","NA"]
["Solid Waste/Contaminated Sites (Water)","EPA 8260D","2-Chlorotoluene (o-Chlorotoluene)","4535","10307127","NA"]
["Solid Waste/Contaminated Sites (Water)","EPA 8260B","2-Hexanone ","4860","10184802","NA"]
["Solid Waste/Contaminated Sites (Water)","EPA 8260D","2-Hexanone ","4860","10307127","NA"]
["Solid Waste/Contaminated Sites (Water)","EPA 8270C","2-Methyl-4,6-dinitrophenol (4,6-Dinitro-2-methylphenol)","6360","10185805","NA"]
["Solid Waste/Contaminated Sites (Water)","EPA 8270E","2-Methyl-4,6-dinitrophenol (4,6-Dinitro-2-methylphenol)","6360","10242543","NA"]
["Solid Waste/Contaminated Sites (Water)","EPA 8270C","2-Methylaniline (o-Toluidine)","5145","10185805","NA"]
["Solid Waste/Contaminated Sites (Water)","EPA 8270E","2-Methylaniline (o-Toluidine)","5145","10242543","NA"]
["Solid Waste/Contaminated Sites (Water)","EPA 8270C","2-Methylnaphthalene","6385","10185805","NA"]
["Solid Waste/Contaminated Sites (Water)","EPA 8270E","2-Methylnaphthalene","6385","10242543","NA"]
["Solid Waste/Contaminated Sites (Water)","EPA 8270C","2-Naphthylamine","6430","10185805","NA"]
["Solid Waste/Contaminated Sites (Water)","EPA 8270E","2-Naphthylamine","6430","10242543","NA"]
["Solid Waste/Contaminated Sites (Water)","EPA 8270C","2-Nitrophenol","6490","10185805","NA"]
["Solid Waste/Contaminated Sites (Water)","EPA 8270E","2-Nitrophenol","6490","10242543","NA"]
["Solid Waste/Contaminated Sites (Water)","EPA 1633 -  Jan 24","2H,2H,3H,3H-Perfluorodecanoic acid (7:3 FTCA)","9340","10123463","NA"]
["Solid Waste/Contaminated Sites (Water)","EPA 1633 -  Jan 24","2H,2H,3H,3H-Perfluorooctanoic acid (5:3 FTCA)","9338","10123463","NA"]
["Solid Waste/Contaminated Sites (Water)","EPA 8270C","3,3'-Dichlorobenzidine","5945","10185805","NA"]
["Solid Waste/Contaminated Sites (Water)","EPA 8270E","3,3'-Dichlorobenzidine","5945","10242543","NA"]
["Solid Waste/Contaminated Sites (Water)","EPA 8270C","3,3'-Dimethylbenzidine","6120","10185805","NA"]
["Solid Waste/Contaminated Sites (Water)","EPA 8270E","3,3'-Dimethylbenzidine","6120","10242543","NA"]
["Solid Waste/Contaminated Sites (Water)","EPA 8270C","3-Methylcholanthrene","6355","10185805","NA"]
["Solid Waste/Contaminated Sites (Water)","EPA 8270E","3-Methylcholanthrene","6355","10242543","NA"]
["Solid Waste/Contaminated Sites (Water)","EPA 8270C","3-methylphenol (m-Cresol)","6405","10185805","NA"]
["Solid Waste/Contaminated Sites (Water)","EPA 8270E","3-methylphenol (m-Cresol)","6405","10242543","NA"]
["Solid Waste/Contaminated Sites (Water)","EPA 8081A","4,4'-DDD","7355","10178606","NA"]
["Solid Waste/Contaminated Sites (Water)","EPA 8081B","4,4'-DDD","7355","10178811","NA"]
["Solid Waste/Contaminated Sites (Water)","EPA 8270C","4,4'-DDD","7355","10185805","NA"]
["Solid Waste/Contaminated Sites (Water)","EPA 8270E","4,4'-DDD","7355","10242543","NA"]
["Solid Waste/Contaminated Sites (Water)","EPA 8081A","4,4'-DDE","7360","10178606","NA"]
["Solid Waste/Contaminated Sites (Water)","EPA 8081B","4,4'-DDE","7360","10178811","NA"]
["Solid Waste/Contaminated Sites (Water)","EPA 8270C","4,4'-DDE","7360","10185805","NA"]
["Solid Waste/Contaminated Sites (Water)","EPA 8270E","4,4'-DDE","7360","10242543","NA"]
["Solid Waste/Contaminated Sites (Water)","EPA 8081A","4,4'-DDT","7365","10178606","NA"]
["Solid Waste/Contaminated Sites (Water)","EPA 8081B","4,4'-DDT","7365","10178811","NA"]
["Solid Waste/Contaminated Sites (Water)","EPA 8270C","4,4'-DDT","7365","10185805","NA"]
["Solid Waste/Contaminated Sites (Water)","EPA 8270E","4,4'-DDT","7365","10242543","NA"]
["Solid Waste/Contaminated Sites (Water)","EPA 1633 -  Jan 24","4,4,5,5,6,6,6-Heptafluorohexanoic acid (3:3 FTCA)","9353","10123463","NA"]
["Solid Waste/Contaminated Sites (Water)","EPA 1633 -  Jan 24","4,8-dioxa-3H-perfluorononanoic acid (ADONA)","6951","10123463","NA"]
["Solid Waste/Contaminated Sites (Water)","EPA 8270C","4-Aminobiphenyl ","5540","10185805","NA"]
["Solid Waste/Contaminated Sites (Water)","EPA 8270E","4-Aminobiphenyl ","5540","10242543","NA"]
["Solid Waste/Contaminated Sites (Water)","EPA 8270C","4-Bromophenyl phenyl ether (BDE-3)","5660","10185805","NA"]
["Solid Waste/Contaminated Sites (Water)","EPA 8270E","4-Bromophenyl phenyl ether (BDE-3)","5660","10242543","NA"]
["Solid Waste/Contaminated Sites (Water)","EPA 8270C","4-Chloro-3-methyl phenol","5700","10185805","NA"]
["Solid Waste/Contaminated Sites (Water)","EPA 8270E","4-Chloro-3-methyl phenol","5700","10242543","NA"]
["Solid Waste/Contaminated Sites (Water)","EPA 8270C","4-Chloroaniline","5745","10185805","NA"]
["Solid Waste/Contaminated Sites (Water)","EPA 8270E","4-Chloroaniline","5745","10242543","NA"]
["Solid Waste/Contaminated Sites (Water)","EPA 8270C","4-Chlorophenyl phenyl ether","5825","10185805","NA"]
["Solid Waste/Contaminated Sites (Water)","EPA 8270E","4-Chlorophenyl phenyl ether","5825","10242543","NA"]
["Solid Waste/Contaminated Sites (Water)","EPA 8021B","4-Chlorotoluene (p-Chlorotoluene)","4540","10174819","NA"]
["Solid Waste/Contaminated Sites (Water)","EPA 8260B","4-Chlorotoluene (p-Chlorotoluene)","4540","10184802","NA"]
["Solid Waste/Contaminated Sites (Water)","EPA 8260D","4-Chlorotoluene (p-Chlorotoluene)","4540","10307127","NA"]
["Solid Waste/Contaminated Sites (Water)","EPA 8270C","4-Dimethyl aminoazobenzene","6105","10185805","NA"]
["Solid Waste/Contaminated Sites (Water)","EPA 8270E","4-Dimethyl aminoazobenzene","6105","10242543","NA"]
["Solid Waste/Contaminated Sites (Water)","EPA 8015B","4-Methyl-2-pentanone (MIBK)","4995","10173601","NA"]
["Solid Waste/Contaminated Sites (Water)","EPA 8260B","4-Methyl-2-pentanone (MIBK)","4995","10184802","NA"]
["Solid Waste/Contaminated Sites (Water)","EPA 8260D","4-Methyl-2-pentanone (MIBK)","4995","10307127","NA"]
["Solid Waste/Contaminated Sites (Water)","EPA 8270C","4-Methylphenol (p-Cresol)","6410","10185805","NA"]
["Solid Waste/Contaminated Sites (Water)","EPA 8270E","4-Methylphenol (p-Cresol)","6410","10242543","NA"]
["Solid Waste/Contaminated Sites (Water)","EPA 8151A","4-Nitrophenol","6500","10183207","NA"]
["Solid Waste/Contaminated Sites (Water)","EPA 8270C","4-Nitrophenol","6500","10185805","NA"]
["Solid Waste/Contaminated Sites (Water)","EPA 8270E","4-Nitrophenol","6500","10242543","NA"]
["Solid Waste/Contaminated Sites (Water)","EPA 8270C","5-Nitro-o-toluidine","6570","10185805","NA"]
["Solid Waste/Contaminated Sites (Water)","EPA 8270E","5-Nitro-o-toluidine","6570","10242543","NA"]
["Solid Waste/Contaminated Sites (Water)","EPA 8270C","7,12-Dimethylbenz[a]anthracene","6115","10185805","NA"]
["Solid Waste/Contaminated Sites (Water)","EPA 8270E","7,12-Dimethylbenz[a]anthracene","6115","10242543","NA"]
["Solid Waste/Contaminated Sites (Water)","EPA 8270C","Acenaphthene","5500","10185805","NA"]
["Solid Waste/Contaminated Sites (Water)","EPA 8270E","Acenaphthene","5500","10242543","NA"]
["Solid Waste/Contaminated Sites (Water)","EPA 8310","Acenaphthene","5500","10187607","NA"]
["Solid Waste/Contaminated Sites (Water)","EPA 8270C","Acenaphthylene","5505","10185805","NA"]
["Solid Waste/Contaminated Sites (Water)","EPA 8270E","Acenaphthylene","5505","10242543","NA"]
["Solid Waste/Contaminated Sites (Water)","EPA 8310","Acenaphthylene","5505","10187607","NA"]
["Solid Waste/Contaminated Sites (Water)","EPA 8330","Acenaphthylene","5505","10189807","NA"]
["Solid Waste/Contaminated Sites (Water)","EPA 8141","Acetochlor","4310","10181803","NA"]
["Solid Waste/Contaminated Sites (Water)","EPA 8270C","Acetochlor","4310","10185805","NA"]
["Solid Waste/Contaminated Sites (Water)","EPA 8270E","Acetochlor","4310","10242543","NA"]
["Solid Waste/Contaminated Sites (Water)","EPA 8015B","Acetone","4315","10173601","NA"]
["Solid Waste/Contaminated Sites (Water)","EPA 8015C","Acetone","4315","10173816","NA"]
["Solid Waste/Contaminated Sites (Water)","EPA 8260B","Acetone","4315","10184802","NA"]
["Solid Waste/Contaminated Sites (Water)","EPA 8260D","Acetone","4315","10307127","NA"]
["Solid Waste/Contaminated Sites (Water)","EPA 8015B","Acetonitrile (Methyl Cyanide)","4320","10173601","NA"]
["Solid Waste/Contaminated Sites (Water)","EPA 8015C","Acetonitrile (Methyl Cyanide)","4320","10173816","NA"]
["Solid Waste/Contaminated Sites (Water)","EPA 8260B","Acetonitrile (Methyl Cyanide)","4320","10184802","NA"]
["Solid Waste/Contaminated Sites (Water)","EPA 8260D","Acetonitrile (Methyl Cyanide)","4320","10307127","NA"]
["Solid Waste/Contaminated Sites (Water)","EPA 8270C","Acetophenone","5510","10185805","NA"]
["Solid Waste/Contaminated Sites (Water)","EPA 8270E","Acetophenone","5510","10242543","NA"]
["Solid Waste/Contaminated Sites (Water)","EPA 8015B","Acrolein (Propenal)","4325","10173601","NA"]
["Solid Waste/Contaminated Sites (Water)","EPA 8015C","Acrolein (Propenal)","4325","10173816","NA"]
["Solid Waste/Contaminated Sites (Water)","EPA 8260B","Acrolein (Propenal)","4325","10184802","NA"]
["Solid Waste/Contaminated Sites (Water)","EPA 8260D","Acrolein (Propenal)","4325","10307127","NA"]
["Solid Waste/Contaminated Sites (Water)","EPA 8015B","Acrylonitrile","4340","10173601","NA"]
["Solid Waste/Contaminated Sites (Water)","EPA 8015C","Acrylonitrile","4340","10173816","NA"]
["Solid Waste/Contaminated Sites (Water)","EPA 8260B","Acrylonitrile","4340","10184802","NA"]
["Solid Waste/Contaminated Sites (Water)","EPA 8260D","Acrylonitrile","4340","10307127","NA"]
["Solid Waste/Contaminated Sites (Water)","EPA 8081A","Alachlor","7005","10178606","NA"]
["Solid Waste/Contaminated Sites (Water)","EPA 8081B","Alachlor","7005","10178811","NA"]
["Solid Waste/Contaminated Sites (Water)","EPA 8141","Alachlor","7005","10181803","NA"]
["Solid Waste/Contaminated Sites (Water)","EPA 8141A","Alachlor","7005","10182000","NA"]
["Solid Waste/Contaminated Sites (Water)","EPA 8141B","Alachlor","7005","10182204","NA"]
["Solid Waste/Contaminated Sites (Water)","EPA 8270C","Alachlor","7005","10185805","NA"]
["Solid Waste/Contaminated Sites (Water)","EPA 8270E","Alachlor","7005","10242543","NA"]
["Solid Waste/Contaminated Sites (Water)","EPA 8081A","Aldrin","7025","10178606","NA"]
["Solid Waste/Contaminated Sites (Water)","EPA 8081B","Aldrin","7025","10178811","NA"]
["Solid Waste/Contaminated Sites (Water)","EPA 8270C","Aldrin","7025","10185805","NA"]
["Solid Waste/Contaminated Sites (Water)","EPA 8270E","Aldrin","7025","10242543","NA"]
["Solid Waste/Contaminated Sites (Water)","EPA 8021B","Allyl chloride","4355","10174819","NA"]
["Solid Waste/Contaminated Sites (Water)","EPA 8081A","alpha-BHC (alpha-Hexachlorocyclohexane)","7110","10178606","NA"]
["Solid Waste/Contaminated Sites (Water)","EPA 8081B","alpha-BHC (alpha-Hexachlorocyclohexane)","7110","10178811","NA"]
["Solid Waste/Contaminated Sites (Water)","EPA 8270C","alpha-BHC (alpha-Hexachlorocyclohexane)","7110","10185805","NA"]
["Solid Waste/Contaminated Sites (Water)","EPA 8270E","alpha-BHC (alpha-Hexachlorocyclohexane)","7110","10242543","NA"]
["Solid Waste/Contaminated Sites (Water)","EPA 6010B","Aluminum","1000","\t10155609","NA"]
["Solid Waste/Contaminated Sites (Water)","EPA 6010C","Aluminum","1000","10155905","NA"]
["Solid Waste/Contaminated Sites (Water)","EPA 6010D","Aluminum","1000","10155950","NA"]
["Solid Waste/Contaminated Sites (Water)","EPA 6020A","Aluminum","1000","10156419","NA"]
["Solid Waste/Contaminated Sites (Water)","EPA 6020B","Aluminum","1000","10156420","NA"]
["Solid Waste/Contaminated Sites (Water)","EPA 7000B","Aluminum","1000","10157707","NA"]
["Solid Waste/Contaminated Sites (Water)","EPA 350.1","Ammonia as N","1515","10063602","350.1"]
["Solid Waste/Contaminated Sites (Water)","SM 4500-NH3 B-2011","Ammonia as N","1515","20106018","NA"]
["Solid Waste/Contaminated Sites (Water)","SM 4500-NH3 C-2011","Ammonia as N","1515","20108412","4500NH3-C"]
["Solid Waste/Contaminated Sites (Water)","SM 4500-NH3 D-2011","Ammonia as N","1515","20109415","4500NH3-D"]
["Solid Waste/Contaminated Sites (Water)","SM 4500-NH3 E-2011","Ammonia as N","1515","20113013","4500 NH3-E"]
["Solid Waste/Contaminated Sites (Water)","SM 4500-NH3 F-2011","Ammonia as N","1515","20023567","4500 NH3-F"]
["Solid Waste/Contaminated Sites (Water)","SM 4500-NH3 G-2011","Ammonia as N","1515","20111415","4500 NH3-G"]
["Solid Waste/Contaminated Sites (Water)","SM 4500-NH3 H-2011","Ammonia as N","1515","20112214","4500 NH3-H"]
["Solid Waste/Contaminated Sites (Water)","Timberline Ammonia-001","Ammonia as N","1515","60034302","TIMBERLINE"]
["Solid Waste/Contaminated Sites (Water)","SM 4500-NH3 B-2011","Ammonia Distillation","1404","20106018","NA"]
["Solid Waste/Contaminated Sites (Water)","EPA 8270C","Anthracene","5555","10185805","NA"]
["Solid Waste/Contaminated Sites (Water)","EPA 8270E","Anthracene","5555","10242543","NA"]
["Solid Waste/Contaminated Sites (Water)","EPA 8310","Anthracene","5555","10187607","NA"]
["Solid Waste/Contaminated Sites (Water)","EPA 6010B","Antimony","1005","\t10155609","NA"]
["Solid Waste/Contaminated Sites (Water)","EPA 6010C","Antimony","1005","10155905","NA"]
["Solid Waste/Contaminated Sites (Water)","EPA 6010D","Antimony","1005","10155950","NA"]
["Solid Waste/Contaminated Sites (Water)","EPA 6020A","Antimony","1005","10156419","NA"]
["Solid Waste/Contaminated Sites (Water)","EPA 6020B","Antimony","1005","10156420","NA"]
["Solid Waste/Contaminated Sites (Water)","EPA 7000B","Antimony","1005","10157707","NA"]
["Solid Waste/Contaminated Sites (Water)","EPA 7010","Antimony","1005","10157810","NA"]
["Solid Waste/Contaminated Sites (Water)","EPA 7062","Antimony","1005","10159407","NA"]
["Solid Waste/Contaminated Sites (Water)","EPA 8082A","Aroclor-1016 (PCB-1016)","8880","10179358","NA"]
["Solid Waste/Contaminated Sites (Water)","EPA 8270C","Aroclor-1016 (PCB-1016)","8880","10185805","NA"]
["Solid Waste/Contaminated Sites (Water)","EPA 8270E","Aroclor-1016 (PCB-1016)","8880","10242543","NA"]
["Solid Waste/Contaminated Sites (Water)","EPA 8082A","Aroclor-1221 (PCB-1221)","8885","10179358","NA"]
["Solid Waste/Contaminated Sites (Water)","EPA 8270C","Aroclor-1221 (PCB-1221)","8885","10185805","NA"]
["Solid Waste/Contaminated Sites (Water)","EPA 8270E","Aroclor-1221 (PCB-1221)","8885","10242543","NA"]
["Solid Waste/Contaminated Sites (Water)","EPA 8082A","Aroclor-1232 (PCB-1232)","8890","10179358","NA"]
["Solid Waste/Contaminated Sites (Water)","EPA 8270C","Aroclor-1232 (PCB-1232)","8890","10185805","NA"]
["Solid Waste/Contaminated Sites (Water)","EPA 8270E","Aroclor-1232 (PCB-1232)","8890","10242543","NA"]
["Solid Waste/Contaminated Sites (Water)","EPA 8082A","Aroclor-1242 (PCB-1242)","8895","10179358","NA"]
["Solid Waste/Contaminated Sites (Water)","EPA 8270C","Aroclor-1242 (PCB-1242)","8895","10185805","NA"]
["Solid Waste/Contaminated Sites (Water)","EPA 8270E","Aroclor-1242 (PCB-1242)","8895","10242543","NA"]
["Solid Waste/Contaminated Sites (Water)","EPA 8082A","Aroclor-1248 (PCB-1248)","8900","10179358","NA"]
["Solid Waste/Contaminated Sites (Water)","EPA 8270C","Aroclor-1248 (PCB-1248)","8900","10185805","NA"]
["Solid Waste/Contaminated Sites (Water)","EPA 8270E","Aroclor-1248 (PCB-1248)","8900","10242543","NA"]
["Solid Waste/Contaminated Sites (Water)","EPA 8082A","Aroclor-1254 (PCB-1254)","8905","10179358","NA"]
["Solid Waste/Contaminated Sites (Water)","EPA 8270C","Aroclor-1254 (PCB-1254)","8905","10185805","NA"]
["Solid Waste/Contaminated Sites (Water)","EPA 8270E","Aroclor-1254 (PCB-1254)","8905","10242543","NA"]
["Solid Waste/Contaminated Sites (Water)","EPA 8082A","Aroclor-1260 (PCB-1260)","8910","10179358","NA"]
["Solid Waste/Contaminated Sites (Water)","EPA 8270C","Aroclor-1260 (PCB-1260)","8910","10185805","NA"]
["Solid Waste/Contaminated Sites (Water)","EPA 8270E","Aroclor-1260 (PCB-1260)","8910","10242543","NA"]
["Solid Waste/Contaminated Sites (Water)","EPA 6010B","Arsenic","1010","\t10155609","NA"]
["Solid Waste/Contaminated Sites (Water)","EPA 6010C","Arsenic","1010","10155905","NA"]
["Solid Waste/Contaminated Sites (Water)","EPA 6010D","Arsenic","1010","10155950","NA"]
["Solid Waste/Contaminated Sites (Water)","EPA 6020A","Arsenic","1010","10156419","NA"]
["Solid Waste/Contaminated Sites (Water)","EPA 6020B","Arsenic","1010","10156420","NA"]
["Solid Waste/Contaminated Sites (Water)","EPA 7010","Arsenic","1010","10157810","NA"]
["Solid Waste/Contaminated Sites (Water)","EPA 7061A","Arsenic","1010","10159203","NA"]
["Solid Waste/Contaminated Sites (Water)","EPA 7062","Arsenic","1010","10159407","NA"]
["Solid Waste/Contaminated Sites (Water)","EPA 8141","Atrazine","7065","10181803","NA"]
["Solid Waste/Contaminated Sites (Water)","EPA 8141A","Atrazine","7065","10182000","NA"]
["Solid Waste/Contaminated Sites (Water)","EPA 8141B","Atrazine","7065","10182204","NA"]
["Solid Waste/Contaminated Sites (Water)","EPA 8270C","Atrazine","7065","10185805","NA"]
["Solid Waste/Contaminated Sites (Water)","EPA 8270E","Atrazine","7065","10242543","NA"]
["Solid Waste/Contaminated Sites (Water)","EPA 6010B","Barium","1015","\t10155609","NA"]
["Solid Waste/Contaminated Sites (Water)","EPA 6010C","Barium","1015","10155905","NA"]
["Solid Waste/Contaminated Sites (Water)","EPA 6010D","Barium","1015","10155950","NA"]
["Solid Waste/Contaminated Sites (Water)","EPA 6020A","Barium","1015","10156419","NA"]
["Solid Waste/Contaminated Sites (Water)","EPA 6020B","Barium","1015","10156420","NA"]
["Solid Waste/Contaminated Sites (Water)","EPA 7000B","Barium","1015","10157707","NA"]
["Solid Waste/Contaminated Sites (Water)","EPA 7010","Barium","1015","10157810","NA"]
["Solid Waste/Contaminated Sites (Water)","EPA 8151A","Bentazon","8530","10183207","NA"]
["Solid Waste/Contaminated Sites (Water)","EPA 8015C","Benzene","4375","10173816","NA"]
["Solid Waste/Contaminated Sites (Water)","EPA 8021B","Benzene","4375","10174819","NA"]
["Solid Waste/Contaminated Sites (Water)","EPA 8260B","Benzene","4375","10184802","NA"]
["Solid Waste/Contaminated Sites (Water)","EPA 8260D","Benzene","4375","10307127","NA"]
["Solid Waste/Contaminated Sites (Water)","Iowa OA-1","Benzene","4375","90013802","NA"]
["Solid Waste/Contaminated Sites (Water)","EPA 8270C","Benzidine","5595","10185805","NA"]
["Solid Waste/Contaminated Sites (Water)","EPA 8270E","Benzidine","5595","10242543","NA"]
["Solid Waste/Contaminated Sites (Water)","EPA 8270C","Benzo(a)anthracene","5575","10185805","NA"]
["Solid Waste/Contaminated Sites (Water)","EPA 8270E","Benzo(a)anthracene","5575","10242543","NA"]
["Solid Waste/Contaminated Sites (Water)","EPA 8310","Benzo(a)anthracene","5575","10187607","NA"]
["Solid Waste/Contaminated Sites (Water)","EPA 8270C","Benzo(a)pyrene","5580","10185805","NA"]
["Solid Waste/Contaminated Sites (Water)","EPA 8270E","Benzo(a)pyrene","5580","10242543","NA"]
["Solid Waste/Contaminated Sites (Water)","EPA 8310","Benzo(a)pyrene","5580","10187607","NA"]
["Solid Waste/Contaminated Sites (Water)","EPA 8270C","Benzo(g,h,i)perylene","5590","10185805","NA"]
["Solid Waste/Contaminated Sites (Water)","EPA 8270E","Benzo(g,h,i)perylene","5590","10242543","NA"]
["Solid Waste/Contaminated Sites (Water)","EPA 8310","Benzo(g,h,i)perylene","5590","10187607","NA"]
["Solid Waste/Contaminated Sites (Water)","EPA 8270C","Benzo(k)fluoranthene","5600","10185805","NA"]
["Solid Waste/Contaminated Sites (Water)","EPA 8270E","Benzo(k)fluoranthene","5600","10242543","NA"]
["Solid Waste/Contaminated Sites (Water)","EPA 8310","Benzo(k)fluoranthene","5600","10187607","NA"]
["Solid Waste/Contaminated Sites (Water)","EPA 8270C","Benzo[b]fluoranthene","5585","10185805","NA"]
["Solid Waste/Contaminated Sites (Water)","EPA 8270E","Benzo[b]fluoranthene","5585","10242543","NA"]
["Solid Waste/Contaminated Sites (Water)","EPA 8310","Benzo[b]fluoranthene","5585","10187607","NA"]
["Solid Waste/Contaminated Sites (Water)","EPA 8270C","Benzyl alcohol","5630","10185805","NA"]
["Solid Waste/Contaminated Sites (Water)","EPA 8270E","Benzyl alcohol","5630","10242543","NA"]
["Solid Waste/Contaminated Sites (Water)","EPA 6010B","Beryllium","1020","\t10155609","NA"]
["Solid Waste/Contaminated Sites (Water)","EPA 6010C","Beryllium","1020","10155905","NA"]
["Solid Waste/Contaminated Sites (Water)","EPA 6010D","Beryllium","1020","10155950","NA"]
["Solid Waste/Contaminated Sites (Water)","EPA 6020A","Beryllium","1020","10156419","NA"]
["Solid Waste/Contaminated Sites (Water)","EPA 6020B","Beryllium","1020","10156420","NA"]
["Solid Waste/Contaminated Sites (Water)","EPA 7000B","Beryllium","1020","10157707","NA"]
["Solid Waste/Contaminated Sites (Water)","EPA 7010","Beryllium","1020","10157810","NA"]
["Solid Waste/Contaminated Sites (Water)","EPA 8081A","beta-BHC (beta-Hexachlorocyclohexane)","7115","10178606","NA"]
["Solid Waste/Contaminated Sites (Water)","EPA 8081B","beta-BHC (beta-Hexachlorocyclohexane)","7115","10178811","NA"]
["Solid Waste/Contaminated Sites (Water)","EPA 8270C","beta-BHC (beta-Hexachlorocyclohexane)","7115","10185805","NA"]
["Solid Waste/Contaminated Sites (Water)","EPA 8270E","beta-BHC (beta-Hexachlorocyclohexane)","7115","10242543","NA"]
["Solid Waste/Contaminated Sites (Water)","SM 5210 B-2011","Biochemical Oxygen Demand (BOD)","1530","20135266","NA"]
["Solid Waste/Contaminated Sites (Water)","SM 5210 B-2016","Biochemical Oxygen Demand (BOD)","1530","20135039","NA"]
["Solid Waste/Contaminated Sites (Water)","EPA 8270C","bis(2-Chloroethoxy)methane","5760","10185805","NA"]
["Solid Waste/Contaminated Sites (Water)","EPA 8270E","bis(2-Chloroethoxy)methane","5760","10242543","NA"]
["Solid Waste/Contaminated Sites (Water)","EPA 8270C","bis(2-Chloroethyl) ether","5765","10185805","NA"]
["Solid Waste/Contaminated Sites (Water)","EPA 8270E","bis(2-Chloroethyl) ether","5765","10242543","NA"]
["Solid Waste/Contaminated Sites (Water)","EPA 6010B","Boron","1025","\t10155609","NA"]
["Solid Waste/Contaminated Sites (Water)","EPA 6010C","Boron","1025","10155905","NA"]
["Solid Waste/Contaminated Sites (Water)","EPA 6010D","Boron","1025","10155950","NA"]
["Solid Waste/Contaminated Sites (Water)","EPA 6020A","Boron","1025","10156419","NA"]
["Solid Waste/Contaminated Sites (Water)","EPA 6020B","Boron","1025","10156420","NA"]
["Solid Waste/Contaminated Sites (Water)","EPA 8021B","Bromochloromethane","4390","10174819","NA"]
["Solid Waste/Contaminated Sites (Water)","EPA 8260B","Bromochloromethane","4390","10184802","NA"]
["Solid Waste/Contaminated Sites (Water)","EPA 8260D","Bromochloromethane","4390","10307127","NA"]
["Solid Waste/Contaminated Sites (Water)","EPA 8021B","Bromodichloromethane","4395","10174819","NA"]
["Solid Waste/Contaminated Sites (Water)","EPA 8260B","Bromodichloromethane","4395","10184802","NA"]
["Solid Waste/Contaminated Sites (Water)","EPA 8260D","Bromodichloromethane","4395","10307127","NA"]
["Solid Waste/Contaminated Sites (Water)","EPA 8021B","Bromoform","4400","10174819","NA"]
["Solid Waste/Contaminated Sites (Water)","EPA 8260B","Bromoform","4400","10184802","NA"]
["Solid Waste/Contaminated Sites (Water)","EPA 8260D","Bromoform","4400","10307127","NA"]
["Solid Waste/Contaminated Sites (Water)","EPA 8270C","Bromoxynil","7135","10185805","NA"]
["Solid Waste/Contaminated Sites (Water)","EPA 8270E","Bromoxynil","7135","10242543","NA"]
["Solid Waste/Contaminated Sites (Water)","EPA 8270C","Butyl benzyl phthalate","5670","10185805","NA"]
["Solid Waste/Contaminated Sites (Water)","EPA 8270E","Butyl benzyl phthalate","5670","10242543","NA"]
["Solid Waste/Contaminated Sites (Water)","EPA 8141","Butylate","7175","10181803","NA"]
["Solid Waste/Contaminated Sites (Water)","EPA 8141A","Butylate","7175","10182000","NA"]
["Solid Waste/Contaminated Sites (Water)","EPA 8141B","Butylate","7175","10182204","NA"]
["Solid Waste/Contaminated Sites (Water)","EPA 8270C","Butylate","7175","10185805","NA"]
["Solid Waste/Contaminated Sites (Water)","EPA 8270E","Butylate","7175","10242543","NA"]
["Solid Waste/Contaminated Sites (Water)","EPA 6010B","Cadmium","1030","\t10155609","NA"]
["Solid Waste/Contaminated Sites (Water)","EPA 6010C","Cadmium","1030","10155905","NA"]
["Solid Waste/Contaminated Sites (Water)","EPA 6010D","Cadmium","1030","10155950","NA"]
["Solid Waste/Contaminated Sites (Water)","EPA 6020A","Cadmium","1030","10156419","NA"]
["Solid Waste/Contaminated Sites (Water)","EPA 6020B","Cadmium","1030","10156420","NA"]
["Solid Waste/Contaminated Sites (Water)","EPA 7000B","Cadmium","1030","10157707","NA"]
["Solid Waste/Contaminated Sites (Water)","EPA 7010","Cadmium","1030","10157810","NA"]
["Solid Waste/Contaminated Sites (Water)","EPA 6010B","Calcium","1035","\t10155609","NA"]
["Solid Waste/Contaminated Sites (Water)","EPA 6010C","Calcium","1035","10155905","NA"]
["Solid Waste/Contaminated Sites (Water)","EPA 6010D","Calcium","1035","10155950","NA"]
["Solid Waste/Contaminated Sites (Water)","EPA 6020A","Calcium","1035","10156419","NA"]
["Solid Waste/Contaminated Sites (Water)","EPA 6020B","Calcium","1035","10156420","NA"]
["Solid Waste/Contaminated Sites (Water)","EPA 7000B","Calcium","1035","10157707","NA"]
["Solid Waste/Contaminated Sites (Water)","EPA 8270E","Carbaryl","7195","10242543","NA"]
["Solid Waste/Contaminated Sites (Water)","EPA 8270C","Carbazole","5680","10185805","NA"]
["Solid Waste/Contaminated Sites (Water)","EPA 8270E","Carbazole","5680","10242543","NA"]
["Solid Waste/Contaminated Sites (Water)","EPA 8141","Carbofuran (Furaden)","7205","10181803","NA"]
["Solid Waste/Contaminated Sites (Water)","EPA 8141A","Carbofuran (Furaden)","7205","10182000","NA"]
["Solid Waste/Contaminated Sites (Water)","EPA 8141B","Carbofuran (Furaden)","7205","10182204","NA"]
["Solid Waste/Contaminated Sites (Water)","EPA 8270C","Carbofuran (Furaden)","7205","10185805","NA"]
["Solid Waste/Contaminated Sites (Water)","EPA 8270E","Carbofuran (Furaden)","7205","10242543","NA"]
["Solid Waste/Contaminated Sites (Water)","EPA 8260B","Carbon disulfide ","4450","10184802","NA"]
["Solid Waste/Contaminated Sites (Water)","EPA 8260D","Carbon disulfide ","4450","10307127","NA"]
["Solid Waste/Contaminated Sites (Water)","EPA 8021B","Carbon Tetrachloride","4455","10174819","NA"]
["Solid Waste/Contaminated Sites (Water)","EPA 8260B","Carbon Tetrachloride","4455","10184802","NA"]
["Solid Waste/Contaminated Sites (Water)","EPA 8260D","Carbon Tetrachloride","4455","10307127","NA"]
["Solid Waste/Contaminated Sites (Water)","SM 5210 B-2016","Carbonaceous BOD (CBOD)","1555","20135039","NA"]
["Solid Waste/Contaminated Sites (Water)","EPA 410.4","Chemical Oxygen Demand (COD)","1565","10077404","NA"]
["Solid Waste/Contaminated Sites (Water)","HACH 8000","Chemical Oxygen Demand (COD)","1565","60003001","NA"]
["Solid Waste/Contaminated Sites (Water)","SM 5220 B-2011","Chemical Oxygen Demand (COD)","1565","20135391","NA"]
["Solid Waste/Contaminated Sites (Water)","SM 5220 C-2011","Chemical Oxygen Demand (COD)","1565","20136010","NA"]
["Solid Waste/Contaminated Sites (Water)","SM 5220 D-2011","Chemical Oxygen Demand (COD)","1565","20136816","NA"]
["Solid Waste/Contaminated Sites (Water)","EPA 8260B","Chloral Hydrate","4460","10184802","NA"]
["Solid Waste/Contaminated Sites (Water)","EPA 8260D","Chloral Hydrate","4460","10307127","NA"]
["Solid Waste/Contaminated Sites (Water)","EPA 8151A","Chloramben","8540","10183207","NA"]
["Solid Waste/Contaminated Sites (Water)","EPA 8081A","Chlordane (tech.)","7250","10178606","NA"]
["Solid Waste/Contaminated Sites (Water)","EPA 8081B","Chlordane (tech.)","7250","10178811","NA"]
["Solid Waste/Contaminated Sites (Water)","EPA 8270C","Chlordane (tech.)","7250","10185805","NA"]
["Solid Waste/Contaminated Sites (Water)","EPA 8270E","Chlordane (tech.)","7250","10242543","NA"]
["Solid Waste/Contaminated Sites (Water)","ASTM D512-99C","Chloride","1575","30001322","NA"]
["Solid Waste/Contaminated Sites (Water)","EPA 300.0","Chloride","1575","10053200","300.0"]
["Solid Waste/Contaminated Sites (Water)","EPA 9056A","Chloride","1575","10199607","NA"]
["Solid Waste/Contaminated Sites (Water)","EPA 9212","Chloride","1575","10206005","NA"]
["Solid Waste/Contaminated Sites (Water)","EPA 9250","Chloride","1575","10207202","NA"]
["Solid Waste/Contaminated Sites (Water)","EPA 9251","Chloride","1575","10207406","NA"]
["Solid Waste/Contaminated Sites (Water)","EPA 9253","Chloride","1575","10208001","NA"]
["Solid Waste/Contaminated Sites (Water)","EPA 8021B","Chlorobenzene","4475","10174819","NA"]
["Solid Waste/Contaminated Sites (Water)","EPA 8260B","Chlorobenzene","4475","10184802","NA"]
["Solid Waste/Contaminated Sites (Water)","EPA 8260D","Chlorobenzene","4475","10307127","NA"]
["Solid Waste/Contaminated Sites (Water)","EPA 8081A","Chlorobenzilate ","7260","10178606","NA"]
["Solid Waste/Contaminated Sites (Water)","EPA 8081B","Chlorobenzilate ","7260","10178811","NA"]
["Solid Waste/Contaminated Sites (Water)","EPA 8270C","Chlorobenzilate ","7260","10185805","NA"]
["Solid Waste/Contaminated Sites (Water)","EPA 8270E","Chlorobenzilate ","7260","10242543","NA"]
["Solid Waste/Contaminated Sites (Water)","EPA 8021B","Chlorodibromomethane","4575","10174819","NA"]
["Solid Waste/Contaminated Sites (Water)","EPA 8260B","Chlorodibromomethane","4575","10184802","NA"]
["Solid Waste/Contaminated Sites (Water)","EPA 8260D","Chlorodibromomethane","4575","10307127","NA"]
["Solid Waste/Contaminated Sites (Water)","EPA 8021B","Chloroethane (Ethyl chloride)","4485","10174819","NA"]
["Solid Waste/Contaminated Sites (Water)","EPA 8260B","Chloroethane (Ethyl chloride)","4485","10184802","NA"]
["Solid Waste/Contaminated Sites (Water)","EPA 8260D","Chloroethane (Ethyl chloride)","4485","10307127","NA"]
["Solid Waste/Contaminated Sites (Water)","EPA 8021B","Chloroform","4505","10174819","NA"]
["Solid Waste/Contaminated Sites (Water)","EPA 8260B","Chloroform","4505","10184802","NA"]
["Solid Waste/Contaminated Sites (Water)","EPA 8260D","Chloroform","4505","10307127","NA"]
["Solid Waste/Contaminated Sites (Water)","EPA 8141","Chlorpyrifos","7300","10181803","NA"]
["Solid Waste/Contaminated Sites (Water)","EPA 8141A","Chlorpyrifos","7300","10182000","NA"]
["Solid Waste/Contaminated Sites (Water)","EPA 8141B","Chlorpyrifos","7300","10182204","NA"]
["Solid Waste/Contaminated Sites (Water)","EPA 8270E","Chlorpyrifos","7300","10242543","NA"]
["Solid Waste/Contaminated Sites (Water)","EPA 6010B","Chromium (Total)","1040","\t10155609","NA"]
["Solid Waste/Contaminated Sites (Water)","EPA 7000B","Chromium (Total)","1040","10157707","NA"]
["Solid Waste/Contaminated Sites (Water)","EPA 7195","Chromium (VI)","1045","10162002","NA"]
["Solid Waste/Contaminated Sites (Water)","EPA 7196A","Chromium (VI)","1045","10162400","NA"]
["Solid Waste/Contaminated Sites (Water)","EPA 7197","Chromium (VI)","1045","10162604","NA"]
["Solid Waste/Contaminated Sites (Water)","EPA 7198","Chromium (VI)","1045","10162808","NA"]
["Solid Waste/Contaminated Sites (Water)","EPA 7199","Chromium (VI)","1045","10163005","NA"]
["Solid Waste/Contaminated Sites (Water)","EPA 8270C","Chrysene","5855","10185805","NA"]
["Solid Waste/Contaminated Sites (Water)","EPA 8270E","Chrysene","5855","10242543","NA"]
["Solid Waste/Contaminated Sites (Water)","EPA 8310","Chrysene","5855","10187607","NA"]
["Solid Waste/Contaminated Sites (Water)","EPA 8021B","cis-1,2-Dichloroethylene","4645","10174819","NA"]
["Solid Waste/Contaminated Sites (Water)","EPA 8260B","cis-1,2-Dichloroethylene","4645","10184802","NA"]
["Solid Waste/Contaminated Sites (Water)","EPA 8260D","cis-1,2-Dichloroethylene","4645","10307127","NA"]
["Solid Waste/Contaminated Sites (Water)","EPA 8021B","cis-1,3-Dichloropropene","4680","10174819","NA"]
["Solid Waste/Contaminated Sites (Water)","EPA 8260B","cis-1,3-Dichloropropene","4680","10184802","NA"]
["Solid Waste/Contaminated Sites (Water)","EPA 8260D","cis-1,3-Dichloropropene","4680","10307127","NA"]
["Solid Waste/Contaminated Sites (Water)","EPA 6010B","Cobalt","1050","\t10155609","NA"]
["Solid Waste/Contaminated Sites (Water)","EPA 6010C","Cobalt","1050","10155905","NA"]
["Solid Waste/Contaminated Sites (Water)","EPA 6010D","Cobalt","1050","10155950","NA"]
["Solid Waste/Contaminated Sites (Water)","EPA 6020A","Cobalt","1050","10156419","NA"]
["Solid Waste/Contaminated Sites (Water)","EPA 6020B","Cobalt","1050","10156420","NA"]
["Solid Waste/Contaminated Sites (Water)","EPA 7000B","Cobalt","1050","10157707","NA"]
["Solid Waste/Contaminated Sites (Water)","EPA 7010","Cobalt","1050","10157810","NA"]
["Solid Waste/Contaminated Sites (Water)","EPA 1050","Combustability","9349","10255002","NA"]
["Solid Waste/Contaminated Sites (Water)","EPA 9050A","Conductivity","1610","10198808","NA"]
["Solid Waste/Contaminated Sites (Water)","EPA 6010B","Copper","1055","\t10155609","NA"]
["Solid Waste/Contaminated Sites (Water)","EPA 6010C","Copper","1055","10155905","NA"]
["Solid Waste/Contaminated Sites (Water)","EPA 6010D","Copper","1055","10155950","NA"]
["Solid Waste/Contaminated Sites (Water)","EPA 6020A","Copper","1055","10156419","NA"]
["Solid Waste/Contaminated Sites (Water)","EPA 6020B","Copper","1055","10156420","NA"]
["Solid Waste/Contaminated Sites (Water)","EPA 7000B","Copper","1055","10157707","NA"]
["Solid Waste/Contaminated Sites (Water)","EPA 7010","Copper","1055","10157810","NA"]
["Solid Waste/Contaminated Sites (Water)","EPA 1110A","Corrosivity Toward Steel","1630","10235208","NA"]
["Solid Waste/Contaminated Sites (Water)","EPA 8021B","Cumene (Isopropylbenzene)","4900","10174819","NA"]
["Solid Waste/Contaminated Sites (Water)","EPA 8260B","Cumene (Isopropylbenzene)","4900","10184802","NA"]
["Solid Waste/Contaminated Sites (Water)","EPA 8260D","Cumene (Isopropylbenzene)","4900","10307127","NA"]
["Solid Waste/Contaminated Sites (Water)","EPA 8141","Cyanazine","7340","10181803","NA"]
["Solid Waste/Contaminated Sites (Water)","EPA 8141A","Cyanazine","7340","10182000","NA"]
["Solid Waste/Contaminated Sites (Water)","EPA 8141B","Cyanazine","7340","10182204","NA"]
["Solid Waste/Contaminated Sites (Water)","EPA 8270C","Cyanazine","7340","10185805","NA"]
["Solid Waste/Contaminated Sites (Water)","EPA 8270E","Cyanazine","7340","10242543","NA"]
["Solid Waste/Contaminated Sites (Water)","EPA 8151A","Dalapon","8555","10183207","NA"]
["Solid Waste/Contaminated Sites (Water)","EPA 8081A","delta-BHC (delta-Hexachlorocyclohexane)","7105","10178606","NA"]
["Solid Waste/Contaminated Sites (Water)","EPA 8081B","delta-BHC (delta-Hexachlorocyclohexane)","7105","10178811","NA"]
["Solid Waste/Contaminated Sites (Water)","EPA 8270C","delta-BHC (delta-Hexachlorocyclohexane)","7105","10185805","NA"]
["Solid Waste/Contaminated Sites (Water)","EPA 8270E","delta-BHC (delta-Hexachlorocyclohexane)","7105","10242543","NA"]
["Solid Waste/Contaminated Sites (Water)","EPA 8270C","Di(2-ethylhexyl) phthalate   (bis(2-Ethylhexyl)phthalate, DEHP)","6065","10185805","NA"]
["Solid Waste/Contaminated Sites (Water)","EPA 8270E","Di(2-ethylhexyl) phthalate   (bis(2-Ethylhexyl)phthalate, DEHP)","6065","10242543","NA"]
["Solid Waste/Contaminated Sites (Water)","EPA 8270C","Di-n-butyl phthalate","5925","10185805","NA"]
["Solid Waste/Contaminated Sites (Water)","EPA 8270E","Di-n-butyl phthalate","5925","10242543","NA"]
["Solid Waste/Contaminated Sites (Water)","EPA 8270C","Di-n-octyl phthalate","6200","10185805","NA"]
["Solid Waste/Contaminated Sites (Water)","EPA 8270E","Di-n-octyl phthalate","6200","10242543","NA"]
["Solid Waste/Contaminated Sites (Water)","EPA 8081A","Diallate","7405","10178606","NA"]
["Solid Waste/Contaminated Sites (Water)","EPA 8081B","Diallate","7405","10178811","NA"]
["Solid Waste/Contaminated Sites (Water)","EPA 8270C","Diallate","7405","10185805","NA"]
["Solid Waste/Contaminated Sites (Water)","EPA 8270E","Diallate","7405","10242543","NA"]
["Solid Waste/Contaminated Sites (Water)","EPA 8141A","Diazinon","7410","10182000","NA"]
["Solid Waste/Contaminated Sites (Water)","EPA 8141B","Diazinon","7410","10182204","NA"]
["Solid Waste/Contaminated Sites (Water)","EPA 8270C","Dibenz(a,h) anthracene","5895","10185805","NA"]
["Solid Waste/Contaminated Sites (Water)","EPA 8270E","Dibenz(a,h) anthracene","5895","10242543","NA"]
["Solid Waste/Contaminated Sites (Water)","EPA 8310","Dibenz(a,h) anthracene","5895","10187607","NA"]
["Solid Waste/Contaminated Sites (Water)","EPA 8270C","Dibenzofuran","5905","10185805","NA"]
["Solid Waste/Contaminated Sites (Water)","EPA 8270E","Dibenzofuran","5905","10242543","NA"]
["Solid Waste/Contaminated Sites (Water)","EPA 8021B","Dibromomethane (Methylene bromide) ","4595","10174819","NA"]
["Solid Waste/Contaminated Sites (Water)","EPA 8260B","Dibromomethane (Methylene bromide) ","4595","10184802","NA"]
["Solid Waste/Contaminated Sites (Water)","EPA 8260D","Dibromomethane (Methylene bromide) ","4595","10307127","NA"]
["Solid Waste/Contaminated Sites (Water)","EPA 8151A","Dicamba","8595","10183207","NA"]
["Solid Waste/Contaminated Sites (Water)","EPA 8021B","Dichlorodifluoromethane","4625","10174819","NA"]
["Solid Waste/Contaminated Sites (Water)","EPA 8260B","Dichlorodifluoromethane","4625","10184802","NA"]
["Solid Waste/Contaminated Sites (Water)","EPA 8260D","Dichlorodifluoromethane","4625","10307127","NA"]
["Solid Waste/Contaminated Sites (Water)","EPA 8151A","Dichlorophenoxybutyric acid (2,4-DB)","8560","10183207","NA"]
["Solid Waste/Contaminated Sites (Water)","EPA 8081A","Dieldrin","7470","10178606","NA"]
["Solid Waste/Contaminated Sites (Water)","EPA 8081B","Dieldrin","7470","10178811","NA"]
["Solid Waste/Contaminated Sites (Water)","EPA 8270C","Dieldrin","7470","10185805","NA"]
["Solid Waste/Contaminated Sites (Water)","EPA 8270E","Dieldrin","7470","10242543","NA"]
["Solid Waste/Contaminated Sites (Water)","EPA 8270C","Diethyl phthalate","6070","10185805","NA"]
["Solid Waste/Contaminated Sites (Water)","EPA 8270E","Diethyl phthalate","6070","10242543","NA"]
["Solid Waste/Contaminated Sites (Water)","EPA 8270C","Dimethenamid (Frontier)","7474","10185805","NA"]
["Solid Waste/Contaminated Sites (Water)","EPA 8270E","Dimethenamid (Frontier)","7474","10242543","NA"]
["Solid Waste/Contaminated Sites (Water)","EPA 8141","Dimethoate","7475","10181803","NA"]
["Solid Waste/Contaminated Sites (Water)","EPA 8141A","Dimethoate","7475","10182000","NA"]
["Solid Waste/Contaminated Sites (Water)","EPA 8141B","Dimethoate","7475","10182204","NA"]
["Solid Waste/Contaminated Sites (Water)","EPA 8270C","Dimethoate","7475","10185805","NA"]
["Solid Waste/Contaminated Sites (Water)","EPA 8270E","Dimethoate","7475","10242543","NA"]
["Solid Waste/Contaminated Sites (Water)","EPA 8270C","Dimethyl phthalate","6135","10185805","NA"]
["Solid Waste/Contaminated Sites (Water)","EPA 8270E","Dimethyl phthalate","6135","10242543","NA"]
["Solid Waste/Contaminated Sites (Water)","EPA 8151A","Dinoseb (2-sec-butyl-4,6-dinitrophenol, DNBP)","8620","10183207","NA"]
["Solid Waste/Contaminated Sites (Water)","EPA 8270C","Dinoseb (2-sec-butyl-4,6-dinitrophenol, DNBP)","8620","10185805","NA"]
["Solid Waste/Contaminated Sites (Water)","EPA 8270E","Dinoseb (2-sec-butyl-4,6-dinitrophenol, DNBP)","8620","10242543","NA"]
["Solid Waste/Contaminated Sites (Water)","EPA 8270C","Diphenylamine","6205","10185805","NA"]
["Solid Waste/Contaminated Sites (Water)","EPA 8270E","Diphenylamine","6205","10242543","NA"]
["Solid Waste/Contaminated Sites (Water)","EPA 8141","Disulfoton","8625","10181803","NA"]
["Solid Waste/Contaminated Sites (Water)","EPA 8141A","Disulfoton","8625","10182000","NA"]
["Solid Waste/Contaminated Sites (Water)","EPA 8141B","Disulfoton","8625","10182204","NA"]
["Solid Waste/Contaminated Sites (Water)","EPA 8270C","Disulfoton","8625","10185805","NA"]
["Solid Waste/Contaminated Sites (Water)","EPA 8270E","Disulfoton","8625","10242543","NA"]
["Solid Waste/Contaminated Sites (Water)","EPA 8081A","Endosulfan I","7510","10178606","NA"]
["Solid Waste/Contaminated Sites (Water)","EPA 8081B","Endosulfan I","7510","10178811","NA"]
["Solid Waste/Contaminated Sites (Water)","EPA 8270C","Endosulfan I","7510","10185805","NA"]
["Solid Waste/Contaminated Sites (Water)","EPA 8270E","Endosulfan I","7510","10242543","NA"]
["Solid Waste/Contaminated Sites (Water)","EPA 8081A","Endosulfan II","7515","10178606","NA"]
["Solid Waste/Contaminated Sites (Water)","EPA 8081B","Endosulfan II","7515","10178811","NA"]
["Solid Waste/Contaminated Sites (Water)","EPA 8270C","Endosulfan II","7515","10185805","NA"]
["Solid Waste/Contaminated Sites (Water)","EPA 8270E","Endosulfan II","7515","10242543","NA"]
["Solid Waste/Contaminated Sites (Water)","EPA 8081A","Endosulfan sulfate","7520","10178606","NA"]
["Solid Waste/Contaminated Sites (Water)","EPA 8081B","Endosulfan sulfate","7520","10178811","NA"]
["Solid Waste/Contaminated Sites (Water)","EPA 8270C","Endosulfan sulfate","7520","10185805","NA"]
["Solid Waste/Contaminated Sites (Water)","EPA 8270E","Endosulfan sulfate","7520","10242543","NA"]
["Solid Waste/Contaminated Sites (Water)","EPA 8081A","Endrin","7540","10178606","NA"]
["Solid Waste/Contaminated Sites (Water)","EPA 8081B","Endrin","7540","10178811","NA"]
["Solid Waste/Contaminated Sites (Water)","EPA 8270C","Endrin","7540","10185805","NA"]
["Solid Waste/Contaminated Sites (Water)","EPA 8270E","Endrin","7540","10242543","NA"]
["Solid Waste/Contaminated Sites (Water)","EPA 8081A","Endrin aldehyde","7530","10178606","NA"]
["Solid Waste/Contaminated Sites (Water)","EPA 8081B","Endrin aldehyde","7530","10178811","NA"]
["Solid Waste/Contaminated Sites (Water)","EPA 8270C","Endrin aldehyde","7530","10185805","NA"]
["Solid Waste/Contaminated Sites (Water)","EPA 8270E","Endrin aldehyde","7530","10242543","NA"]
["Solid Waste/Contaminated Sites (Water)","EPA 8015B","Ethanol","4750","10173601","NA"]
["Solid Waste/Contaminated Sites (Water)","EPA 8015C","Ethanol","4750","10173816","NA"]
["Solid Waste/Contaminated Sites (Water)","EPA 8260B","Ethanol","4750","10184802","NA"]
["Solid Waste/Contaminated Sites (Water)","EPA 8260D","Ethanol","4750","10307127","NA"]
["Solid Waste/Contaminated Sites (Water)","EPA 8260D","Ethyl methacrylate","4810","10307127","NA"]
["Solid Waste/Contaminated Sites (Water)","EPA 8270C","Ethyl methanesulfonate","6260","10185805","NA"]
["Solid Waste/Contaminated Sites (Water)","EPA 8270E","Ethyl methanesulfonate","6260","10242543","NA"]
["Solid Waste/Contaminated Sites (Water)","EPA 8015C","Ethylbenzene","4765","10173816","NA"]
["Solid Waste/Contaminated Sites (Water)","EPA 8021B","Ethylbenzene","4765","10174819","NA"]
["Solid Waste/Contaminated Sites (Water)","EPA 8260B","Ethylbenzene","4765","10184802","NA"]
["Solid Waste/Contaminated Sites (Water)","EPA 8260D","Ethylbenzene","4765","10307127","NA"]
["Solid Waste/Contaminated Sites (Water)","Iowa OA-1","Ethylbenzene","4765","90013802","NA"]
["Solid Waste/Contaminated Sites (Water)","EPA 8015B","Ethylene glycol","4785","10173601","NA"]
["Solid Waste/Contaminated Sites (Water)","EPA 8015C","Ethylene glycol","4785","10173816","NA"]
["Solid Waste/Contaminated Sites (Water)","EPA 8141A","Famphur","7580","10182000","NA"]
["Solid Waste/Contaminated Sites (Water)","EPA 8141B","Famphur","7580","10182204","NA"]
["Solid Waste/Contaminated Sites (Water)","EPA 8270C","Famphur","7580","10185805","NA"]
["Solid Waste/Contaminated Sites (Water)","EPA 8270E","Famphur","7580","10242543","NA"]
["Solid Waste/Contaminated Sites (Water)","EPA 1010B","Flashpoint","6117","10234830","NA"]
["Solid Waste/Contaminated Sites (Water)","EPA 1020C","Flashpoint","6117","10117154","NA"]
["Solid Waste/Contaminated Sites (Water)","EPA 8270C","Fluoranthene","6265","10185805","NA"]
["Solid Waste/Contaminated Sites (Water)","EPA 8270E","Fluoranthene","6265","10242543","NA"]
["Solid Waste/Contaminated Sites (Water)","EPA 8310","Fluoranthene","6265","10187607","NA"]
["Solid Waste/Contaminated Sites (Water)","EPA 8270C","Fluorene","6270","10185805","NA"]
["Solid Waste/Contaminated Sites (Water)","EPA 8270E","Fluorene","6270","10242543","NA"]
["Solid Waste/Contaminated Sites (Water)","EPA 8310","Fluorene","6270","10187607","NA"]
["Solid Waste/Contaminated Sites (Water)","EPA 300.0","Fluoride","1730","10053200","300.0"]
["Solid Waste/Contaminated Sites (Water)","EPA 9056A","Fluoride","1730","10199607","NA"]
["Solid Waste/Contaminated Sites (Water)","epa 9214","Fluoride","1730","10206403","NA"]
["Solid Waste/Contaminated Sites (Water)","EPA 8141","Fonofos","7640","10181803","NA"]
["Solid Waste/Contaminated Sites (Water)","EPA 8141A","Fonofos","7640","10182000","NA"]
["Solid Waste/Contaminated Sites (Water)","EPA 8141B","Fonofos","7640","10182204","NA"]
["Solid Waste/Contaminated Sites (Water)","EPA 8270C","Fonofos","7640","10185805","NA"]
["Solid Waste/Contaminated Sites (Water)","EPA 8270E","Fonofos","7640","10242543","NA"]
["Solid Waste/Contaminated Sites (Water)","EPA 8315A","Formaldehyde","4815","10188008","NA"]
["Solid Waste/Contaminated Sites (Water)","EPA 8081A","gamma-BHC (Lindane, gamma-Hexachlorocyclohexane)","7120","10178606","NA"]
["Solid Waste/Contaminated Sites (Water)","EPA 8081B","gamma-BHC (Lindane, gamma-Hexachlorocyclohexane)","7120","10178811","NA"]
["Solid Waste/Contaminated Sites (Water)","EPA 8270E","gamma-BHC (Lindane, gamma-Hexachlorocyclohexane)","7120","10242543","NA"]
["Solid Waste/Contaminated Sites (Water)","EPA 8081A","Heptachlor","7685","10178606","NA"]
["Solid Waste/Contaminated Sites (Water)","EPA 8081B","Heptachlor","7685","10178811","NA"]
["Solid Waste/Contaminated Sites (Water)","EPA 8270C","Heptachlor","7685","10185805","NA"]
["Solid Waste/Contaminated Sites (Water)","EPA 8270E","Heptachlor","7685","10242543","NA"]
["Solid Waste/Contaminated Sites (Water)","EPA 8081A","Heptachlor epoxide","7690","10178606","NA"]
["Solid Waste/Contaminated Sites (Water)","EPA 8081B","Heptachlor epoxide","7690","10178811","NA"]
["Solid Waste/Contaminated Sites (Water)","EPA 8270C","Heptachlor epoxide","7690","10185805","NA"]
["Solid Waste/Contaminated Sites (Water)","EPA 8270E","Heptachlor epoxide","7690","10242543","NA"]
["Solid Waste/Contaminated Sites (Water)","EPA 8081A","Hexachlorobenzene","6275","10178606","NA"]
["Solid Waste/Contaminated Sites (Water)","EPA 8081B","Hexachlorobenzene","6275","10178811","NA"]
["Solid Waste/Contaminated Sites (Water)","EPA 8270C","Hexachlorobenzene","6275","10185805","NA"]
["Solid Waste/Contaminated Sites (Water)","EPA 8270E","Hexachlorobenzene","6275","10242543","NA"]
["Solid Waste/Contaminated Sites (Water)","EPA 8260B","Hexachlorobutadiene","4835","10184802","NA"]
["Solid Waste/Contaminated Sites (Water)","EPA 8260D","Hexachlorobutadiene","4835","10307127","NA"]
["Solid Waste/Contaminated Sites (Water)","EPA 8270C","Hexachlorobutadiene","4835","10185805","NA"]
["Solid Waste/Contaminated Sites (Water)","EPA 8270E","Hexachlorobutadiene","4835","10242543","NA"]
["Solid Waste/Contaminated Sites (Water)","EPA 8081A","Hexachlorocyclopentadiene","6285","10178606","NA"]
["Solid Waste/Contaminated Sites (Water)","EPA 8081B","Hexachlorocyclopentadiene","6285","10178811","NA"]
["Solid Waste/Contaminated Sites (Water)","EPA 8270C","Hexachlorocyclopentadiene","6285","10185805","NA"]
["Solid Waste/Contaminated Sites (Water)","EPA 8270E","Hexachlorocyclopentadiene","6285","10242543","NA"]
["Solid Waste/Contaminated Sites (Water)","EPA 8260B","Hexachloroethane","4840","10184802","NA"]
["Solid Waste/Contaminated Sites (Water)","EPA 8260D","Hexachloroethane","4840","10307127","NA"]
["Solid Waste/Contaminated Sites (Water)","EPA 8270C","Hexachloroethane","4840","10185805","NA"]
["Solid Waste/Contaminated Sites (Water)","EPA 8270E","Hexachloroethane","4840","10242543","NA"]
["Solid Waste/Contaminated Sites (Water)","EPA 8270C","Hexachloropropene","6295","10185805","NA"]
["Solid Waste/Contaminated Sites (Water)","EPA 8270E","Hexachloropropene","6295","10242543","NA"]
["Solid Waste/Contaminated Sites (Water)","EPA 1633 -  Jan 24","Hexafluoropropylene oxide dimer acid (HFPO-DA)","9460","10123463","NA"]
["Solid Waste/Contaminated Sites (Water)","EPA 1030","Ignitability","1780","10117212","NA"]
["Solid Waste/Contaminated Sites (Water)","EPA 8270C","Indeno(1,2,3-cd) pyrene","6315","10185805","NA"]
["Solid Waste/Contaminated Sites (Water)","EPA 8270E","Indeno(1,2,3-cd) pyrene","6315","10242543","NA"]
["Solid Waste/Contaminated Sites (Water)","EPA 8310","Indeno(1,2,3-cd) pyrene","6315","10187607","NA"]
["Solid Waste/Contaminated Sites (Water)","EPA 8260B","Iodomethane (Methyl iodide) ","4870","10184802","NA"]
["Solid Waste/Contaminated Sites (Water)","EPA 8260D","Iodomethane (Methyl iodide) ","4870","10307127","NA"]
["Solid Waste/Contaminated Sites (Water)","EPA 6010B","Iron","1070","\t10155609","NA"]
["Solid Waste/Contaminated Sites (Water)","EPA 6010C","Iron","1070","10155905","NA"]
["Solid Waste/Contaminated Sites (Water)","EPA 6010D","Iron","1070","10155950","NA"]
["Solid Waste/Contaminated Sites (Water)","EPA 6020A","Iron","1070","10156419","NA"]
["Solid Waste/Contaminated Sites (Water)","EPA 6020B","Iron","1070","10156420","NA"]
["Solid Waste/Contaminated Sites (Water)","EPA 7000B","Iron","1070","10157707","NA"]
["Solid Waste/Contaminated Sites (Water)","EPA 7010","Iron","1070","10157810","NA"]
["Solid Waste/Contaminated Sites (Water)","EPA 8015B","Isobutyl alcohol (2-Methyl-1-propanol)","4875","10173601","NA"]
["Solid Waste/Contaminated Sites (Water)","EPA 8015C","Isobutyl alcohol (2-Methyl-1-propanol)","4875","10173816","NA"]
["Solid Waste/Contaminated Sites (Water)","EPA 8260B","Isobutyl alcohol (2-Methyl-1-propanol)","4875","10184802","NA"]
["Solid Waste/Contaminated Sites (Water)","EPA 8260D","Isobutyl alcohol (2-Methyl-1-propanol)","4875","10307127","NA"]
["Solid Waste/Contaminated Sites (Water)","EPA 8081A","Isodrin","7725","10178606","NA"]
["Solid Waste/Contaminated Sites (Water)","EPA 8081B","Isodrin","7725","10178811","NA"]
["Solid Waste/Contaminated Sites (Water)","EPA 8270C","Isodrin","7725","10185805","NA"]
["Solid Waste/Contaminated Sites (Water)","EPA 8270E","Isodrin","7725","10242543","NA"]
["Solid Waste/Contaminated Sites (Water)","EPA 8270C","Isophorone","6320","10185805","NA"]
["Solid Waste/Contaminated Sites (Water)","EPA 8270E","Isophorone","6320","10242543","NA"]
["Solid Waste/Contaminated Sites (Water)","EPA 8270C","Isosafrole","6325","10185805","NA"]
["Solid Waste/Contaminated Sites (Water)","EPA 8270E","Isosafrole","6325","10242543","NA"]
["Solid Waste/Contaminated Sites (Water)","EPA 8270C","Kepone","7740","10185805","NA"]
["Solid Waste/Contaminated Sites (Water)","EPA 8270E","Kepone","7740","10242543","NA"]
["Solid Waste/Contaminated Sites (Water)","EPA 6010B","Lead","1075","\t10155609","NA"]
["Solid Waste/Contaminated Sites (Water)","EPA 6010C","Lead","1075","10155905","NA"]
["Solid Waste/Contaminated Sites (Water)","EPA 6010D","Lead","1075","10155950","NA"]
["Solid Waste/Contaminated Sites (Water)","EPA 6020A","Lead","1075","10156419","NA"]
["Solid Waste/Contaminated Sites (Water)","EPA 6020B","Lead","1075","10156420","NA"]
["Solid Waste/Contaminated Sites (Water)","EPA 7000B","Lead","1075","10157707","NA"]
["Solid Waste/Contaminated Sites (Water)","EPA 7010","Lead","1075","10157810","NA"]
["Solid Waste/Contaminated Sites (Water)","EPA 6010B","Lithium","1080","\t10155609","NA"]
["Solid Waste/Contaminated Sites (Water)","EPA 6010C","Lithium","1080","10155905","NA"]
["Solid Waste/Contaminated Sites (Water)","EPA 6010D","Lithium","1080","10155950","NA"]
["Solid Waste/Contaminated Sites (Water)","EPA 7000B","Lithium","1080","10157707","NA"]
["Solid Waste/Contaminated Sites (Water)","EPA 6010B","Magnesium","1085","\t10155609","NA"]
["Solid Waste/Contaminated Sites (Water)","EPA 6010C","Magnesium","1085","10155905","NA"]
["Solid Waste/Contaminated Sites (Water)","EPA 6010D","Magnesium","1085","10155950","NA"]
["Solid Waste/Contaminated Sites (Water)","EPA 6020A","Magnesium","1085","10156419","NA"]
["Solid Waste/Contaminated Sites (Water)","EPA 6020B","Magnesium","1085","10156420","NA"]
["Solid Waste/Contaminated Sites (Water)","EPA 7000B","Magnesium","1085","10157707","NA"]
["Solid Waste/Contaminated Sites (Water)","EPA 8141A","Malathion","7770","10182000","NA"]
["Solid Waste/Contaminated Sites (Water)","EPA 8141B","Malathion","7770","10182204","NA"]
["Solid Waste/Contaminated Sites (Water)","EPA 8270C","Malathion","7770","10185805","NA"]
["Solid Waste/Contaminated Sites (Water)","EPA 8270E","Malathion","7770","10242543","NA"]
["Solid Waste/Contaminated Sites (Water)","EPA 6010B","Manganese","1090","\t10155609","NA"]
["Solid Waste/Contaminated Sites (Water)","EPA 6010C","Manganese","1090","10155905","NA"]
["Solid Waste/Contaminated Sites (Water)","EPA 6010D","Manganese","1090","10155950","NA"]
["Solid Waste/Contaminated Sites (Water)","EPA 6020A","Manganese","1090","10156419","NA"]
["Solid Waste/Contaminated Sites (Water)","EPA 6020B","Manganese","1090","10156420","NA"]
["Solid Waste/Contaminated Sites (Water)","EPA 7000B","Manganese","1090","10157707","NA"]
["Solid Waste/Contaminated Sites (Water)","EPA 7010","Manganese","1090","10157810","NA"]
["Solid Waste/Contaminated Sites (Water)","EPA 6010C","Mercury","1095","10155905","NA"]
["Solid Waste/Contaminated Sites (Water)","EPA 6020A","Mercury","1095","10156419","NA"]
["Solid Waste/Contaminated Sites (Water)","EPA 6020B","Mercury","1095","10156420","NA"]
["Solid Waste/Contaminated Sites (Water)","EPA 7470A","Mercury","1095","10165807","NA"]
["Solid Waste/Contaminated Sites (Water)","EPA 8260B","Methacrylonitrile","4925","10184802","NA"]
["Solid Waste/Contaminated Sites (Water)","EPA 8260D","Methacrylonitrile","4925","10307127","NA"]
["Solid Waste/Contaminated Sites (Water)","EPA 8270C","Methapyrilene","6345","10185805","NA"]
["Solid Waste/Contaminated Sites (Water)","EPA 8270E","Methapyrilene","6345","10242543","NA"]
["Solid Waste/Contaminated Sites (Water)","EPA 8081A","Methoxychlor","7810","10178606","NA"]
["Solid Waste/Contaminated Sites (Water)","EPA 8081B","Methoxychlor","7810","10178811","NA"]
["Solid Waste/Contaminated Sites (Water)","EPA 8270C","Methoxychlor","7810","10185805","NA"]
["Solid Waste/Contaminated Sites (Water)","EPA 8270E","Methoxychlor","7810","10242543","NA"]
["Solid Waste/Contaminated Sites (Water)","EPA 8260B","Methyl bromide (Bromomethane)","4950","10184802","NA"]
["Solid Waste/Contaminated Sites (Water)","EPA 8260D","Methyl bromide (Bromomethane)","4950","10307127","NA"]
["Solid Waste/Contaminated Sites (Water)","EPA 8021B","Methyl chloride (Chloromethane)","4960","10174819","NA"]
["Solid Waste/Contaminated Sites (Water)","EPA 8260B","Methyl chloride (Chloromethane)","4960","10184802","NA"]
["Solid Waste/Contaminated Sites (Water)","EPA 8260D","Methyl chloride (Chloromethane)","4960","10307127","NA"]
["Solid Waste/Contaminated Sites (Water)","EPA 8260B","Methyl methacrylate","4990","10184802","NA"]
["Solid Waste/Contaminated Sites (Water)","EPA 8260D","Methyl methacrylate","4990","10307127","NA"]
["Solid Waste/Contaminated Sites (Water)","EPA 8270C","Methyl methanesulfonate","6375","10185805","NA"]
["Solid Waste/Contaminated Sites (Water)","EPA 8270E","Methyl methanesulfonate","6375","10242543","NA"]
["Solid Waste/Contaminated Sites (Water)","EPA 8141A","Methyl Parathion","7825","10182000","NA"]
["Solid Waste/Contaminated Sites (Water)","EPA 8270C","Methyl Parathion","7825","10185805","NA"]
["Solid Waste/Contaminated Sites (Water)","EPA 8270E","Methyl Parathion","7825","10242543","NA"]
["Solid Waste/Contaminated Sites (Water)","EPA 8260B","Methyl tert-butyl ether (MTBE)","5000","10184802","NA"]
["Solid Waste/Contaminated Sites (Water)","EPA 8260D","Methyl tert-butyl ether (MTBE)","5000","10307127","NA"]
["Solid Waste/Contaminated Sites (Water)","EPA 8151A","Methyl-4-chlorophenoxyacetic acid (MCPA)","7775","10183207","NA"]
["Solid Waste/Contaminated Sites (Water)","EPA 8021B","Methylene chloride (Dichloromethane)","4975","10174819","NA"]
["Solid Waste/Contaminated Sites (Water)","EPA 8260B","Methylene chloride (Dichloromethane)","4975","10184802","NA"]
["Solid Waste/Contaminated Sites (Water)","EPA 8260D","Methylene chloride (Dichloromethane)","4975","10307127","NA"]
["Solid Waste/Contaminated Sites (Water)","EPA 8141","Metolachlor","7835","10181803","NA"]
["Solid Waste/Contaminated Sites (Water)","EPA 8141A","Metolachlor","7835","10182000","NA"]
["Solid Waste/Contaminated Sites (Water)","EPA 8141B","Metolachlor","7835","10182204","NA"]
["Solid Waste/Contaminated Sites (Water)","EPA 8270E","Metolachlor","7835","10242543","NA"]
["Solid Waste/Contaminated Sites (Water)","EPA 8141","Metribuzin","7845","10181803","NA"]
["Solid Waste/Contaminated Sites (Water)","EPA 8141A","Metribuzin","7845","10182000","NA"]
["Solid Waste/Contaminated Sites (Water)","EPA 8141B","Metribuzin","7845","10182204","NA"]
["Solid Waste/Contaminated Sites (Water)","EPA 8270C","Metribuzin","7845","10185805","NA"]
["Solid Waste/Contaminated Sites (Water)","EPA 8270E","Metribuzin","7845","10242543","NA"]
["Solid Waste/Contaminated Sites (Water)","EPA 6010B","Molybdenum","1100","\t10155609","NA"]
["Solid Waste/Contaminated Sites (Water)","EPA 6010C","Molybdenum","1100","10155905","NA"]
["Solid Waste/Contaminated Sites (Water)","EPA 6010D","Molybdenum","1100","10155950","NA"]
["Solid Waste/Contaminated Sites (Water)","EPA 6020A","Molybdenum","1100","10156419","NA"]
["Solid Waste/Contaminated Sites (Water)","EPA 6020B","Molybdenum","1100","10156420","NA"]
["Solid Waste/Contaminated Sites (Water)","EPA 7000B","Molybdenum","1100","10157707","NA"]
["Solid Waste/Contaminated Sites (Water)","EPA 7010","Molybdenum","1100","10157810","NA"]
["Solid Waste/Contaminated Sites (Water)","EPA 1320","Multiple Extraction Procedure","1382","10119207","NA"]
["Solid Waste/Contaminated Sites (Water)","EPA 8021B","n-Butylbenzene","4435","10174819","NA"]
["Solid Waste/Contaminated Sites (Water)","EPA 8260B","n-Butylbenzene","4435","10184802","NA"]
["Solid Waste/Contaminated Sites (Water)","EPA 8260D","n-Butylbenzene","4435","10307127","NA"]
["Solid Waste/Contaminated Sites (Water)","EPA 1633 -  Jan 24","N-ethyl perfluorooctanesulfonamidoacetic acid (NEtFOSAA)","4846","10123463","NA"]
["Solid Waste/Contaminated Sites (Water)","EPA 1633 -  Jan 24","N-Ethylperfluorooctane sulfonamide (EtFOSAm)","9395","10123463","NA"]
["Solid Waste/Contaminated Sites (Water)","EPA 1633 -  Jan 24","N-Ethylperfluorooctane sulfonamido ethanol (EtFOSE)","9431","10123463","NA"]
["Solid Waste/Contaminated Sites (Water)","EPA 9071B","n-Hexane Extractable Material (O&G)","1803","10201806","NA"]
["Solid Waste/Contaminated Sites (Water)","EPA 1633 -  Jan 24","N-methyl perfluorooctanesulfonamidoacetic acid (NMeFOSAA)","4847","10123463","NA"]
["Solid Waste/Contaminated Sites (Water)","EPA 1633 -  Jan 24","N-Methylperfluorooctane sulfonamide (MeFOSA)","9433","10123463","NA"]
["Solid Waste/Contaminated Sites (Water)","EPA 1633 -  Jan 24","N-Methylperfluorooctane sulfonamido ethanol (MeFOSE)","6949","10123463","NA"]
["Solid Waste/Contaminated Sites (Water)","EPA 8270C","n-Nitroso-di-n-butylamine","5025","10185805","NA"]
["Solid Waste/Contaminated Sites (Water)","EPA 8270E","n-Nitroso-di-n-butylamine","5025","10242543","NA"]
["Solid Waste/Contaminated Sites (Water)","EPA 8270C","n-Nitrosodi-n-propylamine","6545","10185805","NA"]
["Solid Waste/Contaminated Sites (Water)","EPA 8270E","n-Nitrosodi-n-propylamine","6545","10242543","NA"]
["Solid Waste/Contaminated Sites (Water)","EPA 8270C","n-Nitrosodiethylamine","6525","10185805","NA"]
["Solid Waste/Contaminated Sites (Water)","EPA 8270E","n-Nitrosodiethylamine","6525","10242543","NA"]
["Solid Waste/Contaminated Sites (Water)","EPA 8270C","n-Nitrosodimethylamine","6530","10185805","NA"]
["Solid Waste/Contaminated Sites (Water)","EPA 8270E","n-Nitrosodimethylamine","6530","10242543","NA"]
["Solid Waste/Contaminated Sites (Water)","EPA 8270C","n-Nitrosodiphenylamine","6535","10185805","NA"]
["Solid Waste/Contaminated Sites (Water)","EPA 8270E","n-Nitrosodiphenylamine","6535","10242543","NA"]
["Solid Waste/Contaminated Sites (Water)","EPA 8270C","n-Nitrosomethylethalamine","6550","10185805","NA"]
["Solid Waste/Contaminated Sites (Water)","EPA 8270E","n-Nitrosomethylethalamine","6550","10242543","NA"]
["Solid Waste/Contaminated Sites (Water)","EPA 8270C","n-Nitrosopiperidine","6560","10185805","NA"]
["Solid Waste/Contaminated Sites (Water)","EPA 8270E","n-Nitrosopiperidine","6560","10242543","NA"]
["Solid Waste/Contaminated Sites (Water)","EPA 8270C","n-Nitrosopyrrolidine","6565","10185805","NA"]
["Solid Waste/Contaminated Sites (Water)","EPA 8270E","n-Nitrosopyrrolidine","6565","10242543","NA"]
["Solid Waste/Contaminated Sites (Water)","EPA 8021B","n-Propylbenzene","5090","10174819","NA"]
["Solid Waste/Contaminated Sites (Water)","EPA 8260B","n-Propylbenzene","5090","10184802","NA"]
["Solid Waste/Contaminated Sites (Water)","EPA 8260D","n-Propylbenzene","5090","10307127","NA"]
["Solid Waste/Contaminated Sites (Water)","EPA 8260B","Naphthalene","5005","10184802","NA"]
["Solid Waste/Contaminated Sites (Water)","EPA 8260D","Naphthalene","5005","10307127","NA"]
["Solid Waste/Contaminated Sites (Water)","EPA 8270C","Naphthalene","5005","10185805","NA"]
["Solid Waste/Contaminated Sites (Water)","EPA 8270E","Naphthalene","5005","10242543","NA"]
["Solid Waste/Contaminated Sites (Water)","EPA 8310","Naphthalene","5005","10187607","NA"]
["Solid Waste/Contaminated Sites (Water)","EPA 6010B","Nickel","1105","\t10155609","NA"]
["Solid Waste/Contaminated Sites (Water)","EPA 6010C","Nickel","1105","10155905","NA"]
["Solid Waste/Contaminated Sites (Water)","EPA 6010D","Nickel","1105","10155950","NA"]
["Solid Waste/Contaminated Sites (Water)","EPA 6020A","Nickel","1105","10156419","NA"]
["Solid Waste/Contaminated Sites (Water)","EPA 6020B","Nickel","1105","10156420","NA"]
["Solid Waste/Contaminated Sites (Water)","EPA 7000B","Nickel","1105","10157707","NA"]
["Solid Waste/Contaminated Sites (Water)","EPA 7010","Nickel","1105","10157810","NA"]
["Solid Waste/Contaminated Sites (Water)","EPA 300.0","Nitrate as N","1810","10053200","300.0"]
["Solid Waste/Contaminated Sites (Water)","EPA 353.2","Nitrate as N","1810","10067604","353.2"]
["Solid Waste/Contaminated Sites (Water)","EPA 9056A","Nitrate as N","1810","10199607","NA"]
["Solid Waste/Contaminated Sites (Water)","EPA 9210A","Nitrate as N","1810","10205604","NA"]
["Solid Waste/Contaminated Sites (Water)","EPA 353.2","Nitrate as N plus Nitrite as N","1820","10067604","353.2"]
["Solid Waste/Contaminated Sites (Water)","EPA 300.0","Nitrite as N","1840","10053200","300.0"]
["Solid Waste/Contaminated Sites (Water)","EPA 353.2","Nitrite as N","1840","10067604","353.2"]
["Solid Waste/Contaminated Sites (Water)","EPA 9056A","Nitrite as N","1840","10199607","NA"]
["Solid Waste/Contaminated Sites (Water)","SM 4500-NO2¯ B","Nitrite as N","1840","20112805","4500NO2-B"]
["Solid Waste/Contaminated Sites (Water)","EPA 8270C","Nitrobenzene","5015","10185805","NA"]
["Solid Waste/Contaminated Sites (Water)","EPA 8270E","Nitrobenzene","5015","10242543","NA"]
["Solid Waste/Contaminated Sites (Water)","EPA 8330B","Nitrobenzene","5015","10308006","NA"]
["Solid Waste/Contaminated Sites (Water)","EPA 1633 -  Jan 24","Nonafluoro-3,6-dioxaheptanoic acid (NFDHA)","6956","10123463","NA"]
["Solid Waste/Contaminated Sites (Water)","EPA 8330","Octahydro-1,3,5,7-tetranitro-1,3,5,7-tetrazocine (HMX)","9522","10189807","NA"]
["Solid Waste/Contaminated Sites (Water)","EPA 8330B","Octahydro-1,3,5,7-tetranitro-1,3,5,7-tetrazocine (HMX)","9522","10308006","NA"]
["Solid Waste/Contaminated Sites (Water)","EPA 365.1","Orthophosphate as P","1870","10070005","365.1"]
["Solid Waste/Contaminated Sites (Water)","EPA 365.4","Orthophosphate as P","1870","10071202","NA"]
["Solid Waste/Contaminated Sites (Water)","EPA 9056A","Orthophosphate as P","1870","10199607","NA"]
["Solid Waste/Contaminated Sites (Water)","EPA 1040","Oxidizing Solids","1872","10254805","NA"]
["Solid Waste/Contaminated Sites (Water)","EPA 9095B","Paint Filter Test (Paint Filter Liquids)","1434","10245600","NA"]
["Solid Waste/Contaminated Sites (Water)","EPA 8141B","Parathion (Ethyl Parathion)","7955","10182204","NA"]
["Solid Waste/Contaminated Sites (Water)","EPA 8270C","Parathion (Ethyl Parathion)","7955","10185805","NA"]
["Solid Waste/Contaminated Sites (Water)","EPA 8270E","Parathion (Ethyl Parathion)","7955","10242543","NA"]
["Solid Waste/Contaminated Sites (Water)","EPA 8082","PCBs - Total ","8870","10179007","NA"]
["Solid Waste/Contaminated Sites (Water)","EPA 8270C","Pentachlorobenzene","6590","10185805","NA"]
["Solid Waste/Contaminated Sites (Water)","EPA 8270E","Pentachlorobenzene","6590","10242543","NA"]
["Solid Waste/Contaminated Sites (Water)","EPA 8270C","Pentachloronitrobenzene","6600","10185805","NA"]
["Solid Waste/Contaminated Sites (Water)","EPA 8270E","Pentachloronitrobenzene","6600","10242543","NA"]
["Solid Waste/Contaminated Sites (Water)","EPA 8151A","Pentachlorophenol","6605","10183207","NA"]
["Solid Waste/Contaminated Sites (Water)","EPA 8270C","Pentachlorophenol","6605","10185805","NA"]
["Solid Waste/Contaminated Sites (Water)","EPA 8270E","Pentachlorophenol","6605","10242543","NA"]
["Solid Waste/Contaminated Sites (Water)","EPA 314.0","Perchlorate","1895","10277006","NA"]
["Solid Waste/Contaminated Sites (Water)","EPA 6850","Perchlorate","1895","10304606","NA"]
["Solid Waste/Contaminated Sites (Water)","EPA 1633 -  Jan 24","Perflourohexanesulfonic Acid (PFHxS)","6927","10123463","NA"]
["Solid Waste/Contaminated Sites (Water)","EPA 1633 -  Jan 24","Perfluoro(2-ethoxyethane)sulfonic acid (PFEESA)","6957","10123463","NA"]
["Solid Waste/Contaminated Sites (Water)","EPA 1633 -  Jan 24","Perfluoro-3-methoxypropanoic acid (PFMPA)","6965","10123463","NA"]
["Solid Waste/Contaminated Sites (Water)","EPA 1633 -  Jan 24","Perfluoro-4-methoxybutanoic acid (PFMBA)","6966","10123463","NA"]
["Solid Waste/Contaminated Sites (Water)","EPA 1633 -  Jan 24","Perfluorobutanesulfonic Acid (PFBS)","6918","10123463","NA"]
["Solid Waste/Contaminated Sites (Water)","EPA 1633 -  Jan 24","Perfluorobutanoic acid (PFBA)","6915","10123463","NA"]
["Solid Waste/Contaminated Sites (Water)","EPA 1633 -  Jan 24","Perfluoroctanesulfonic Acid (PFOS)","6931","10123463","NA"]
["Solid Waste/Contaminated Sites (Water)","EPA 1633 -  Jan 24","Perfluoroctanoic Acid (PFOA)","6912","10123463","NA"]
["Solid Waste/Contaminated Sites (Water)","EPA 1633 -  Jan 24","Perfluorodecane sulfonic acid (PFDS)","6920","10123463","NA"]
["Solid Waste/Contaminated Sites (Water)","EPA 1633 -  Jan 24","Perfluorodecanoic Acid (PFDA)","6905","10123463","NA"]
["Solid Waste/Contaminated Sites (Water)","EPA 1633 -  Jan 24","Perfluorododecane sulfonic acid (PFDoS)","6923","10123463","NA"]
["Solid Waste/Contaminated Sites (Water)","EPA 1633 -  Jan 24","Perfluorododecanoic acid (PFDoA)","6903","10123463","NA"]
["Solid Waste/Contaminated Sites (Water)","EPA 1633 -  Jan 24","Perfluoroheptanesulfonic acid (PFHpS)","9470","10123463","NA"]
["Solid Waste/Contaminated Sites (Water)","EPA 1633 -  Jan 24","Perfluoroheptanoic Acid  (PFHpA)","6908","10123463","NA"]
["Solid Waste/Contaminated Sites (Water)","EPA 1633 -  Jan 24","Perfluorohexanoic Acid (PFHxA)","6913","10123463","NA"]
["Solid Waste/Contaminated Sites (Water)","EPA 1633 -  Jan 24","Perfluorononane sulfonic acid (PFNS)","6929","10123463","NA"]
["Solid Waste/Contaminated Sites (Water)","EPA 1633 -  Jan 24","Perfluorononanoic Acid (PFNA)","6906","10123463","NA"]
["Solid Waste/Contaminated Sites (Water)","EPA 1633 -  Jan 24","Perfluorooctane sulfonamide (PFOSAm)","6917","10123463","NA"]
["Solid Waste/Contaminated Sites (Water)","EPA 1633 -  Jan 24","Perfluoropentanesulfonic acid (PFPeS)","6934","10123463","NA"]
["Solid Waste/Contaminated Sites (Water)","EPA 1633 -  Jan 24","Perfluoropentanoic acid (PFPeA)","6914","10123463","NA"]
["Solid Waste/Contaminated Sites (Water)","EPA 1633 -  Jan 24","Perfluorotetradecanoic Acid (PFTA)","6902","10123463","NA"]
["Solid Waste/Contaminated Sites (Water)","EPA 1633 -  Jan 24","Perfluorotridecanoic Acid (PFTrDA)","9563","10123463","NA"]
["Solid Waste/Contaminated Sites (Water)","EPA 1633 -  Jan 24","Perfluoroundecanoic Acid (PFUnA)","6904","10123463","NA"]
["Solid Waste/Contaminated Sites (Water)","EPA 9021","Pergeable Organic Halides","5082","10194602","NA"]
["Solid Waste/Contaminated Sites (Water)","EPA 9040C (water)","pH+","1900","10244403","NA"]
["Solid Waste/Contaminated Sites (Water)","EPA 8270C","Phenacetin","6610","10185805","NA"]
["Solid Waste/Contaminated Sites (Water)","EPA 8270E","Phenacetin","6610","10242543","NA"]
["Solid Waste/Contaminated Sites (Water)","EPA 8270C","Phenanthrene","6615","10185805","NA"]
["Solid Waste/Contaminated Sites (Water)","EPA 8270E","Phenanthrene","6615","10242543","NA"]
["Solid Waste/Contaminated Sites (Water)","EPA 8310","Phenanthrene","6615","10187607","NA"]
["Solid Waste/Contaminated Sites (Water)","EPA 8270C","Phenol","6625","10185805","NA"]
["Solid Waste/Contaminated Sites (Water)","EPA 8270E","Phenol","6625","10242543","NA"]
["Solid Waste/Contaminated Sites (Water)","EPA 8141","Phorate","7985","10181803","NA"]
["Solid Waste/Contaminated Sites (Water)","EPA 8141A","Phorate","7985","10182000","NA"]
["Solid Waste/Contaminated Sites (Water)","EPA 8141B","Phorate","7985","10182204","NA"]
["Solid Waste/Contaminated Sites (Water)","EPA 8270C","Phorate","7985","10185805","NA"]
["Solid Waste/Contaminated Sites (Water)","EPA 8270E","Phorate","7985","10242543","NA"]
["Solid Waste/Contaminated Sites (Water)","EPA 8151A","Picloram","8645","10183207","NA"]
["Solid Waste/Contaminated Sites (Water)","EPA 6010B","Potassium","1125","\t10155609","NA"]
["Solid Waste/Contaminated Sites (Water)","EPA 6010C","Potassium","1125","10155905","NA"]
["Solid Waste/Contaminated Sites (Water)","EPA 6010D","Potassium","1125","10155950","NA"]
["Solid Waste/Contaminated Sites (Water)","EPA 6020A","Potassium","1125","10156419","NA"]
["Solid Waste/Contaminated Sites (Water)","EPA 6020B","Potassium","1125","10156420","NA"]
["Solid Waste/Contaminated Sites (Water)","EPA 7000B","Potassium","1125","10157707","NA"]
["Solid Waste/Contaminated Sites (Water)","EPA 8270C","Prometon","8035","10185805","NA"]
["Solid Waste/Contaminated Sites (Water)","EPA 8270E","Prometon","8035","10242543","NA"]
["Solid Waste/Contaminated Sites (Water)","EPA 8270C","Pronamide (Kerb)","6650","10185805","NA"]
["Solid Waste/Contaminated Sites (Water)","EPA 8270E","Pronamide (Kerb)","6650","10242543","NA"]
["Solid Waste/Contaminated Sites (Water)","EPA 8141","Propachlor (Ramrod)","8045","10181803","NA"]
["Solid Waste/Contaminated Sites (Water)","EPA 8141A","Propachlor (Ramrod)","8045","10182000","NA"]
["Solid Waste/Contaminated Sites (Water)","EPA 8141B","Propachlor (Ramrod)","8045","10182204","NA"]
["Solid Waste/Contaminated Sites (Water)","EPA 8270C","Propachlor (Ramrod)","8045","10185805","NA"]
["Solid Waste/Contaminated Sites (Water)","EPA 8270E","Propachlor (Ramrod)","8045","10242543","NA"]
["Solid Waste/Contaminated Sites (Water)","EPA 8141","Propazine","8060","10181803","NA"]
["Solid Waste/Contaminated Sites (Water)","EPA 8141A","Propazine","8060","10182000","NA"]
["Solid Waste/Contaminated Sites (Water)","EPA 8141B","Propazine","8060","10182204","NA"]
["Solid Waste/Contaminated Sites (Water)","EPA 8270C","Propazine","8060","10185805","NA"]
["Solid Waste/Contaminated Sites (Water)","EPA 8270E","Propazine","8060","10242543","NA"]
["Solid Waste/Contaminated Sites (Water)","EPA 8141A","Propham","8075","10182000","NA"]
["Solid Waste/Contaminated Sites (Water)","EPA 8141B","Propham","8075","10182204","NA"]
["Solid Waste/Contaminated Sites (Water)","EPA 8015B","Propionitrile (Ethyl cyanide)","5080","10173601","NA"]
["Solid Waste/Contaminated Sites (Water)","EPA 8015C","Propionitrile (Ethyl cyanide)","5080","10173816","NA"]
["Solid Waste/Contaminated Sites (Water)","EPA 8260B","Propionitrile (Ethyl cyanide)","5080","10184802","NA"]
["Solid Waste/Contaminated Sites (Water)","EPA 8260D","Propionitrile (Ethyl cyanide)","5080","10307127","NA"]
["Solid Waste/Contaminated Sites (Water)","EPA 8270C","Pyrene","6665","10185805","NA"]
["Solid Waste/Contaminated Sites (Water)","EPA 8270E","Pyrene","6665","10242543","NA"]
["Solid Waste/Contaminated Sites (Water)","EPA 8310","Pyrene","6665","10187607","NA"]
["Solid Waste/Contaminated Sites (Water)","EPA 9320","Radium 226 & 228","2967","10208625","NA"]
["Solid Waste/Contaminated Sites (Water)","SM 2540 G-2020","Residue, Fixed","1947","20005292","NA"]
["Solid Waste/Contaminated Sites (Water)","SM 2540 B-2011","Residue, total (TS)","1950","20049416","2540B"]
["Solid Waste/Contaminated Sites (Water)","SM 2540 B-2015","Residue, total (TS)","1950","20049438","2540B"]
["Solid Waste/Contaminated Sites (Water)","SM 2540 B-2020","Residue, total (TS)","1950","20049223",""]
["Solid Waste/Contaminated Sites (Water)","SM 2540 G-2011","Residue, total (TS)","1950","20005270","NA"]
["Solid Waste/Contaminated Sites (Water)","SM 2540 G-2015","Residue, total (TS)","1950","20005281","2540G"]
["Solid Waste/Contaminated Sites (Water)","USGS I-3750-85","Residue, total (TS)","1950","40010808","NA"]
["Solid Waste/Contaminated Sites (Water)","SM 2540 G-2011","Residue-volatile","1970","20005270","NA"]
["Solid Waste/Contaminated Sites (Water)","SM 2540 G-2015","Residue-volatile","1970","20005281","2540G"]
["Solid Waste/Contaminated Sites (Water)","EPA 8141","s-Ethyl Dipropylthiocarbamate  (EPTC)","7555","10181803","NA"]
["Solid Waste/Contaminated Sites (Water)","EPA 8141A","s-Ethyl Dipropylthiocarbamate  (EPTC)","7555","10182000","NA"]
["Solid Waste/Contaminated Sites (Water)","EPA 8141B","s-Ethyl Dipropylthiocarbamate  (EPTC)","7555","10182204","NA"]
["Solid Waste/Contaminated Sites (Water)","EPA 8270C","s-Ethyl Dipropylthiocarbamate  (EPTC)","7555","10185805","NA"]
["Solid Waste/Contaminated Sites (Water)","EPA 8270E","s-Ethyl Dipropylthiocarbamate  (EPTC)","7555","10242543","NA"]
["Solid Waste/Contaminated Sites (Water)","EPA 8270C","Safrole","6685","10185805","NA"]
["Solid Waste/Contaminated Sites (Water)","EPA 8270E","Safrole","6685","10242543","NA"]
["Solid Waste/Contaminated Sites (Water)","EPA 6010B","Selenium","1140","\t10155609","NA"]
["Solid Waste/Contaminated Sites (Water)","EPA 6010C","Selenium","1140","10155905","NA"]
["Solid Waste/Contaminated Sites (Water)","EPA 6010D","Selenium","1140","10155950","NA"]
["Solid Waste/Contaminated Sites (Water)","EPA 6020A","Selenium","1140","10156419","NA"]
["Solid Waste/Contaminated Sites (Water)","EPA 6020B","Selenium","1140","10156420","NA"]
["Solid Waste/Contaminated Sites (Water)","EPA 7010","Selenium","1140","10157810","NA"]
["Solid Waste/Contaminated Sites (Water)","EPA 7741A","Selenium","1140","10169003","NA"]
["Solid Waste/Contaminated Sites (Water)","EPA 7742","Selenium","1140","10169207","NA"]
["Solid Waste/Contaminated Sites (Water)","EPA 6010C","Silica as SiO2","1990","10155905","NA"]
["Solid Waste/Contaminated Sites (Water)","EPA 6010D","Silica as SiO2","1990","10155950","NA"]
["Solid Waste/Contaminated Sites (Water)","EPA 6010B","Silver","1150","\t10155609","NA"]
["Solid Waste/Contaminated Sites (Water)","EPA 6010C","Silver","1150","10155905","NA"]
["Solid Waste/Contaminated Sites (Water)","EPA 6010D","Silver","1150","10155950","NA"]
["Solid Waste/Contaminated Sites (Water)","EPA 6020A","Silver","1150","10156419","NA"]
["Solid Waste/Contaminated Sites (Water)","EPA 6020B","Silver","1150","10156420","NA"]
["Solid Waste/Contaminated Sites (Water)","EPA 7000B","Silver","1150","10157707","NA"]
["Solid Waste/Contaminated Sites (Water)","EPA 7010","Silver","1150","10157810","NA"]
["Solid Waste/Contaminated Sites (Water)","EPA 8151A","Silvex (2,4,5-TP)","8650","10183207","NA"]
["Solid Waste/Contaminated Sites (Water)","EPA 8141","Simazine","8125","10181803","NA"]
["Solid Waste/Contaminated Sites (Water)","EPA 8141A","Simazine","8125","10182000","NA"]
["Solid Waste/Contaminated Sites (Water)","EPA 8141B","Simazine","8125","10182204","NA"]
["Solid Waste/Contaminated Sites (Water)","EPA 8270C","Simazine","8125","10185805","NA"]
["Solid Waste/Contaminated Sites (Water)","EPA 8270E","Simazine","8125","10242543","NA"]
["Solid Waste/Contaminated Sites (Water)","EPA 6010B","Sodium","1155","\t10155609","NA"]
["Solid Waste/Contaminated Sites (Water)","EPA 6010C","Sodium","1155","10155905","NA"]
["Solid Waste/Contaminated Sites (Water)","EPA 6010D","Sodium","1155","10155950","NA"]
["Solid Waste/Contaminated Sites (Water)","EPA 6020A","Sodium","1155","10156419","NA"]
["Solid Waste/Contaminated Sites (Water)","EPA 6020B","Sodium","1155","10156420","NA"]
["Solid Waste/Contaminated Sites (Water)","EPA 7000B","Sodium","1155","10157707","NA"]
["Solid Waste/Contaminated Sites (Water)","EPA 1312","SPLP","1460","10119003","NA"]
["Solid Waste/Contaminated Sites (Water)","EPA 6010A","Strontium ","1160","10155405","NA"]
["Solid Waste/Contaminated Sites (Water)","EPA 6010B","Strontium ","1160","\t10155609","NA"]
["Solid Waste/Contaminated Sites (Water)","EPA 6010C","Strontium ","1160","10155905","NA"]
["Solid Waste/Contaminated Sites (Water)","EPA 6010D","Strontium ","1160","10155950","NA"]
["Solid Waste/Contaminated Sites (Water)","EPA 6020A","Strontium ","1160","10156419","NA"]
["Solid Waste/Contaminated Sites (Water)","EPA 6020B","Strontium ","1160","10156420","NA"]
["Solid Waste/Contaminated Sites (Water)","EPA 7000B","Strontium ","1160","10157707","NA"]
["Solid Waste/Contaminated Sites (Water)","EPA 8021B","Styrene","5100","10174819","NA"]
["Solid Waste/Contaminated Sites (Water)","EPA 8260B","Styrene","5100","10184802","NA"]
["Solid Waste/Contaminated Sites (Water)","EPA 8260D","Styrene","5100","10307127","NA"]
["Solid Waste/Contaminated Sites (Water)","EPA 300.0","Sulfate","2000","10053200","300.0"]
["Solid Waste/Contaminated Sites (Water)","EPA 300.1","Sulfate","2000","10275602","300.1"]
["Solid Waste/Contaminated Sites (Water)","EPA 9035","Sulfate","2000","10196200","NA"]
["Solid Waste/Contaminated Sites (Water)","EPA 9036","Sulfate","2000","10196404","NA"]
["Solid Waste/Contaminated Sites (Water)","EPA 9038","Sulfate","2000","10196608","NA"]
["Solid Waste/Contaminated Sites (Water)","EPA 9056A","Sulfate","2000","10199607","NA"]
["Solid Waste/Contaminated Sites (Water)","Hach 8051","Sulfate","2000","60003761","NA"]
["Solid Waste/Contaminated Sites (Water)","EPA 9034","Sulfide","2005","10196006","NA"]
["Solid Waste/Contaminated Sites (Water)","EPA 9030B","Sulfide Distillation","1455","10195605","NA"]
["Solid Waste/Contaminated Sites (Water)","EPA 1311","TCLP","1466","10118806","NA"]
["Solid Waste/Contaminated Sites (Water)","SM 2540 C-2011","TDS - Residue, filterable ","1955","20050413","NA"]
["Solid Waste/Contaminated Sites (Water)","SM 2540 C-2015","TDS - Residue, filterable ","1955","20050435","2540C"]
["Solid Waste/Contaminated Sites (Water)","SM 2540 C-2020","TDS - Residue, filterable ","1955","20050479",""]
["Solid Waste/Contaminated Sites (Water)","USGS I-1750-85","TDS - Residue, filterable ","1955","4004602","NA"]
["Solid Waste/Contaminated Sites (Water)","EPA 8141","Terbufos","8185","10181803","NA"]
["Solid Waste/Contaminated Sites (Water)","EPA 8141A","Terbufos","8185","10182000","NA"]
["Solid Waste/Contaminated Sites (Water)","EPA 8141B","Terbufos","8185","10182204","NA"]
["Solid Waste/Contaminated Sites (Water)","EPA 8270C","Terbufos","8185","10185805","NA"]
["Solid Waste/Contaminated Sites (Water)","EPA 8270E","Terbufos","8185","10242543","NA"]
["Solid Waste/Contaminated Sites (Water)","EPA 8021B","Tetrachloroethylene (Perchloroethylene)","5115","10174819","NA"]
["Solid Waste/Contaminated Sites (Water)","EPA 8260B","Tetrachloroethylene (Perchloroethylene)","5115","10184802","NA"]
["Solid Waste/Contaminated Sites (Water)","EPA 8260D","Tetrachloroethylene (Perchloroethylene)","5115","10307127","NA"]
["Solid Waste/Contaminated Sites (Water)","EPA 6010B","Thallium","1165","\t10155609","NA"]
["Solid Waste/Contaminated Sites (Water)","EPA 6010C","Thallium","1165","10155905","NA"]
["Solid Waste/Contaminated Sites (Water)","EPA 6010D","Thallium","1165","10155950","NA"]
["Solid Waste/Contaminated Sites (Water)","EPA 6020A","Thallium","1165","10156419","NA"]
["Solid Waste/Contaminated Sites (Water)","EPA 6020B","Thallium","1165","10156420","NA"]
["Solid Waste/Contaminated Sites (Water)","EPA 7000B","Thallium","1165","10157707","NA"]
["Solid Waste/Contaminated Sites (Water)","EPA 7010","Thallium","1165","10157810","NA"]
["Solid Waste/Contaminated Sites (Water)","EPA 8270C","Thionazin","8235","10185805","NA"]
["Solid Waste/Contaminated Sites (Water)","EPA 8270E","Thionazin","8235","10242543","NA"]
["Solid Waste/Contaminated Sites (Water)","EPA 6010B","Tin","1175","\t10155609","NA"]
["Solid Waste/Contaminated Sites (Water)","EPA 6010C","Tin","1175","10155905","NA"]
["Solid Waste/Contaminated Sites (Water)","EPA 6010D","Tin","1175","10155950","NA"]
["Solid Waste/Contaminated Sites (Water)","EPA 6020A","Tin","1175","10156419","NA"]
["Solid Waste/Contaminated Sites (Water)","EPA 6020B","Tin","1175","10156420","NA"]
["Solid Waste/Contaminated Sites (Water)","EPA 7000B","Tin","1175","10157707","NA"]
["Solid Waste/Contaminated Sites (Water)","EPA 6010B","Titanium","1180","\t10155609","NA"]
["Solid Waste/Contaminated Sites (Water)","EPA 6010C","Titanium","1180","10155905","NA"]
["Solid Waste/Contaminated Sites (Water)","EPA 6010D","Titanium","1180","10155950","NA"]
["Solid Waste/Contaminated Sites (Water)","EPA 8015C","Toluene","5140","10173816","NA"]
["Solid Waste/Contaminated Sites (Water)","EPA 8021B","Toluene","5140","10174819","NA"]
["Solid Waste/Contaminated Sites (Water)","EPA 8260B","Toluene","5140","10184802","NA"]
["Solid Waste/Contaminated Sites (Water)","EPA 8260D","Toluene","5140","10307127","NA"]
["Solid Waste/Contaminated Sites (Water)","Iowa OA-1","Toluene","5140","90013802","NA"]
["Solid Waste/Contaminated Sites (Water)","SM 2320 B-2011","Total alkalinity","1505","20045618","2320B"]
["Solid Waste/Contaminated Sites (Water)","SM 2320 B-2021","Total alkalinity","1505","20045447","2320B"]
["Solid Waste/Contaminated Sites (Water)","EPA 6010C","Total Chromium","1600","10155905","NA"]
["Solid Waste/Contaminated Sites (Water)","EPA 6010D","Total Chromium","1600","10155950","NA"]
["Solid Waste/Contaminated Sites (Water)","EPA 6020A","Total Chromium","1600","10156419","NA"]
["Solid Waste/Contaminated Sites (Water)","EPA 6020B","Total Chromium","1600","10156420","NA"]
["Solid Waste/Contaminated Sites (Water)","EPA 7000B","Total Chromium","1600","10157707","NA"]
["Solid Waste/Contaminated Sites (Water)","EPA 7010","Total Chromium","1600","10157810","NA"]
["Solid Waste/Contaminated Sites (Water)","ASTM D7511-12(17)","Total Cyanide","1645","30033068","NA"]
["Solid Waste/Contaminated Sites (Water)","EPA 9010C","Total Cyanide","1645","10193109",""]
["Solid Waste/Contaminated Sites (Water)","EPA 9012A","Total Cyanide","1645","\t10193405","NA"]
["Solid Waste/Contaminated Sites (Water)","EPA 9012B","Total Cyanide","1645","10243206","NA"]
["Solid Waste/Contaminated Sites (Water)","EPA 9014","Total Cyanide","1645","10193836","NA"]
["Solid Waste/Contaminated Sites (Water)","IOWA OA-2","Total Extractable Hydrocarbons","6241","90016629","NA"]
["Solid Waste/Contaminated Sites (Water)","EPA 350.1","Total Kjeldahl Nitrogen (TKN)","1795","10063602","350.1"]
["Solid Waste/Contaminated Sites (Water)","EPA 351.1","Total Kjeldahl Nitrogen (TKN)","1795","10064809","351.1"]
["Solid Waste/Contaminated Sites (Water)","EPA 351.2","Total Kjeldahl Nitrogen (TKN)","1795","10065404","351.2"]
["Solid Waste/Contaminated Sites (Water)","SM 4500-NH3 C-2011","Total Kjeldahl Nitrogen (TKN)","1795","20108412","4500NH3-C"]
["Solid Waste/Contaminated Sites (Water)","SM 4500-NH3 D-2011","Total Kjeldahl Nitrogen (TKN)","1795","20109415","4500NH3-D"]
["Solid Waste/Contaminated Sites (Water)","SM 4500-NH3 E-2011","Total Kjeldahl Nitrogen (TKN)","1795","20113013","4500 NH3-E"]
["Solid Waste/Contaminated Sites (Water)","SM 4500-NH3 F-2011","Total Kjeldahl Nitrogen (TKN)","1795","20023567","4500 NH3-F"]
["Solid Waste/Contaminated Sites (Water)","SM 4500-NH3 G-2011","Total Kjeldahl Nitrogen (TKN)","1795","20111415","4500 NH3-G"]
["Solid Waste/Contaminated Sites (Water)","SM 4500-NH3 H-2011","Total Kjeldahl Nitrogen (TKN)","1795","20112214","4500 NH3-H"]
["Solid Waste/Contaminated Sites (Water)","SM 4500-Norg D-2011","Total Kjeldahl Nitrogen (TKN)","1795","20120289","4500Norg-D"]
["Solid Waste/Contaminated Sites (Water)","Timberline Ammonia-001","Total Kjeldahl Nitrogen (TKN)","1795","60034302","TIMBERLINE"]
["Solid Waste/Contaminated Sites (Water)","HACH 10242 (TKN calc)","Total Nitrogen","1827","60005687","HACH 10242"]
["Solid Waste/Contaminated Sites (Water)","EPA 9060A","Total Organic Carbon (TOC)","2040","10244823","NA"]
["Solid Waste/Contaminated Sites (Water)","EPA 9020B","Total Organic Halides (TOX)","2045","10194408","NA"]
["Solid Waste/Contaminated Sites (Water)","EPA 9022","Total Organic Halides (TOX)","2045","10194806","NA"]
["Solid Waste/Contaminated Sites (Water)","EPA 9065","Total Phenolics","1905","10200405","NA"]
["Solid Waste/Contaminated Sites (Water)","EPA 9066","Total Phenolics","1905","10200609","NA"]
["Solid Waste/Contaminated Sites (Water)","EPA 9067","Total Phenolics","1905","10200803","NA"]
["Solid Waste/Contaminated Sites (Water)","EPA 365.1","Total Phosphorus","1910","10070005","365.1"]
["Solid Waste/Contaminated Sites (Water)","EPA 365.3","Total Phosphorus","1910","10070801","NA"]
["Solid Waste/Contaminated Sites (Water)","EPA 365.4","Total Phosphorus","1910","10071202","NA"]
["Solid Waste/Contaminated Sites (Water)","EPA 6010B","Total Phosphorus","1910","\t10155609","NA"]
["Solid Waste/Contaminated Sites (Water)","EPA 6010C","Total Phosphorus","1910","10155905","NA"]
["Solid Waste/Contaminated Sites (Water)","EPA 6010D","Total Phosphorus","1910","10155950","NA"]
["Solid Waste/Contaminated Sites (Water)","SM 4500-P E-2011","Total Phosphorus","1910","20124225","NA"]
["Solid Waste/Contaminated Sites (Water)","SM 4500-P F-2011","Total Phosphorus","1910","20125024","NA"]
["Solid Waste/Contaminated Sites (Water)","SM 4500-P G-2011","Total Phosphorus","1910","20125148","NA"]
["Solid Waste/Contaminated Sites (Water)","SM 4500-P H-2011","Total Phosphorus","1910","20125182","NA"]
["Solid Waste/Contaminated Sites (Water)","EPA 8260B","Total Volatile Petroleum Hydrocarbons","5207","10184802","NA"]
["Solid Waste/Contaminated Sites (Water)","EPA 8260D","Total Volatile Petroleum Hydrocarbons","5207","10307127","NA"]
["Solid Waste/Contaminated Sites (Water)","Iowa OA-1","Total Volatile Petroleum Hydrocarbons","5207","90013802","NA"]
["Solid Waste/Contaminated Sites (Water)","EPA 8081A","Toxaphene (Chlorinated Camphene)","8250","10178606","NA"]
["Solid Waste/Contaminated Sites (Water)","EPA 8081B","Toxaphene (Chlorinated Camphene)","8250","10178811","NA"]
["Solid Waste/Contaminated Sites (Water)","EPA 8270C","Toxaphene (Chlorinated Camphene)","8250","10185805","NA"]
["Solid Waste/Contaminated Sites (Water)","EPA 8270E","Toxaphene (Chlorinated Camphene)","8250","10242543","NA"]
["Solid Waste/Contaminated Sites (Water)","EPA 8021B","trans-1,2-Dichloroethylene","4700","10174819","NA"]
["Solid Waste/Contaminated Sites (Water)","EPA 8260B","trans-1,2-Dichloroethylene","4700","10184802","NA"]
["Solid Waste/Contaminated Sites (Water)","EPA 8260D","trans-1,2-Dichloroethylene","4700","10307127","NA"]
["Solid Waste/Contaminated Sites (Water)","EPA 8021B","trans-1,3-Dichloropropylene","4685","10174819","NA"]
["Solid Waste/Contaminated Sites (Water)","EPA 8260B","trans-1,3-Dichloropropylene","4685","10184802","NA"]
["Solid Waste/Contaminated Sites (Water)","EPA 8260D","trans-1,3-Dichloropropylene","4685","10307127","NA"]
["Solid Waste/Contaminated Sites (Water)","EPA 8260B","trans-1,4-Dichloro-2-butene ","4605","10184802","NA"]
["Solid Waste/Contaminated Sites (Water)","EPA 8260D","trans-1,4-Dichloro-2-butene ","4605","10307127","NA"]
["Solid Waste/Contaminated Sites (Water)","EPA 8021B","Trichloroethene (Trichloroethylene)","5170","10174819","NA"]
["Solid Waste/Contaminated Sites (Water)","EPA 8260B","Trichloroethene (Trichloroethylene)","5170","10184802","NA"]
["Solid Waste/Contaminated Sites (Water)","EPA 8260D","Trichloroethene (Trichloroethylene)","5170","10307127","NA"]
["Solid Waste/Contaminated Sites (Water)","EPA 8021B","Trichlorofluoromethane (Freon-11)","5175","10174819","NA"]
["Solid Waste/Contaminated Sites (Water)","EPA 8260B","Trichlorofluoromethane (Freon-11)","5175","10184802","NA"]
["Solid Waste/Contaminated Sites (Water)","EPA 8260D","Trichlorofluoromethane (Freon-11)","5175","10307127","NA"]
["Solid Waste/Contaminated Sites (Water)","EPA 8081A","Trifluralin (Treflan)","8295","10178606","NA"]
["Solid Waste/Contaminated Sites (Water)","EPA 8081B","Trifluralin (Treflan)","8295","10178811","NA"]
["Solid Waste/Contaminated Sites (Water)","EPA 8141","Trifluralin (Treflan)","8295","10181803","NA"]
["Solid Waste/Contaminated Sites (Water)","EPA 8141A","Trifluralin (Treflan)","8295","10182000","NA"]
["Solid Waste/Contaminated Sites (Water)","EPA 8141B","Trifluralin (Treflan)","8295","10182204","NA"]
["Solid Waste/Contaminated Sites (Water)","EPA 8270C","Trifluralin (Treflan)","8295","10185805","NA"]
["Solid Waste/Contaminated Sites (Water)","EPA 8270E","Trifluralin (Treflan)","8295","10242543","NA"]
["Solid Waste/Contaminated Sites (Water)","EPA 8330B","Trinitroglycerol (Nitroglycerin)","6485","10308006","NA"]
["Solid Waste/Contaminated Sites (Water)","SM 2540 D -2011","TSS - Residue, nonfilterable","1960","20051212","2540D"]
["Solid Waste/Contaminated Sites (Water)","SM 2540 D-2015","TSS - Residue, nonfilterable","1960","20051223","2540D"]
["Solid Waste/Contaminated Sites (Water)","USGS I-3765-85","TSS - Residue, nonfilterable","1960","40011209","I-3765-85"]
["Solid Waste/Contaminated Sites (Water)","EPA 6010B","Vanadium","1185","\t10155609","NA"]
["Solid Waste/Contaminated Sites (Water)","EPA 6010C","Vanadium","1185","10155905","NA"]
["Solid Waste/Contaminated Sites (Water)","EPA 6010D","Vanadium","1185","10155950","NA"]
["Solid Waste/Contaminated Sites (Water)","EPA 6020A","Vanadium","1185","10156419","NA"]
["Solid Waste/Contaminated Sites (Water)","EPA 6020B","Vanadium","1185","10156420","NA"]
["Solid Waste/Contaminated Sites (Water)","EPA 7000B","Vanadium","1185","10157707","NA"]
["Solid Waste/Contaminated Sites (Water)","EPA 7010","Vanadium","1185","10157810","NA"]
["Solid Waste/Contaminated Sites (Water)","EPA 8260B","Vinyl acetate","5225","10184802","NA"]
["Solid Waste/Contaminated Sites (Water)","EPA 8260D","Vinyl acetate","5225","10307127","NA"]
["Solid Waste/Contaminated Sites (Water)","EPA 8021B","Vinyl chloride (Chloroethene)","5235","10174819","NA"]
["Solid Waste/Contaminated Sites (Water)","EPA 8260B","Vinyl chloride (Chloroethene)","5235","10184802","NA"]
["Solid Waste/Contaminated Sites (Water)","EPA 8260D","Vinyl chloride (Chloroethene)","5235","10307127","NA"]
["Solid Waste/Contaminated Sites (Water)","EPA 8015C","Xylenes (total)","5260","10173816","NA"]
["Solid Waste/Contaminated Sites (Water)","EPA 8021B","Xylenes (total)","5260","10174819","NA"]
["Solid Waste/Contaminated Sites (Water)","EPA 8260B","Xylenes (total)","5260","10184802","NA"]
["Solid Waste/Contaminated Sites (Water)","EPA 8260D","Xylenes (total)","5260","10307127","NA"]
["Solid Waste/Contaminated Sites (Water)","Iowa OA-1","Xylenes (total)","5260","90013802","NA"]
["Solid Waste/Contaminated Sites (Water)","EPA 6010B","Zinc","1190","\t10155609","NA"]
["Solid Waste/Contaminated Sites (Water)","EPA 6010C","Zinc","1190","10155905","NA"]
["Solid Waste/Contaminated Sites (Water)","EPA 6010D","Zinc","1190","10155950","NA"]
["Solid Waste/Contaminated Sites (Water)","EPA 6020A","Zinc","1190","10156419","NA"]
["Solid Waste/Contaminated Sites (Water)","EPA 6020B","Zinc","1190","10156420","NA"]
["Solid Waste/Contaminated Sites (Water)","EPA 7000B","Zinc","1190","10157707","NA"]
["Solid Waste/Contaminated Sites (Water)","EPA 7010","Zinc","1190","10157810","NA"]

{"sheet":"5. SWCS(Soil Sludge)","index":4,"n_rows":1080,"n_cols":6,"rows_kept":1080,"cut":false,"hidden":false,"merged":[],"flags":["formulas_cached_only"]}
["Program","MethodName","AnalyteName","TNIAnalyteCode","TNIMethodCode","SDWISCode"]
["Solid Waste/Contaminated Sites (Soil & Sludge)","EPA 8270C"," 2-methylphenol (o-Cresol)","6400","10185805","NA"]
["Solid Waste/Contaminated Sites (Soil & Sludge)","EPA 8270E"," 2-methylphenol (o-Cresol)","6400","10242543","NA"]
["Solid Waste/Contaminated Sites (Soil & Sludge)","EPA 8270C"," 2-Nitroaniline","6460","10185805","NA"]
["Solid Waste/Contaminated Sites (Soil & Sludge)","EPA 8270E"," 2-Nitroaniline","6460","10242543","NA"]
["Solid Waste/Contaminated Sites (Soil & Sludge)","EPA 8270C"," 3-Nitroaniline","6465","10185805","NA"]
["Solid Waste/Contaminated Sites (Soil & Sludge)","EPA 8270E"," 3-Nitroaniline","6465","10242543","NA"]
["Solid Waste/Contaminated Sites (Soil & Sludge)","EPA 8270C"," 4-Nitroaniline","6470","10185805","NA"]
["Solid Waste/Contaminated Sites (Soil & Sludge)","EPA 8270E"," 4-Nitroaniline","6470","10242543","NA"]
["Solid Waste/Contaminated Sites (Soil & Sludge)","EPA 1633 -  Jan 24"," 9-chlorohexadecafluoro-3-oxanone-1-sulfonic acid (9CL-PF3ONS)","6952","10123463","NA"]
["Solid Waste/Contaminated Sites (Soil & Sludge)","EPA 8270C","0,0,0-Triethyl phosphorothioate","8290","10185805","NA"]
["Solid Waste/Contaminated Sites (Soil & Sludge)","EPA 8270E","0,0,0-Triethyl phosphorothioate","8290","10242543","NA"]
["Solid Waste/Contaminated Sites (Soil & Sludge)","EPA 1633 -  Jan 24","1 H, 1 H, 2H, 2H-Perfluoroctane sulfonic acid (6:2FTS)","6947","10123463","NA"]
["Solid Waste/Contaminated Sites (Soil & Sludge)","EPA 1633 -  Jan 24","1 H, 1 H, 2H, 2H-Perfluorodecane sulfonic acid (8:2FTS)","6948","10123463","NA"]
["Solid Waste/Contaminated Sites (Soil & Sludge)","EPA 1633 -  Jan 24","1 H, 1 H, 2H, 2H-Perfluorohexane sulfonic acid (4:2FTS)","6946","10123463","NA"]
["Solid Waste/Contaminated Sites (Soil & Sludge)","EPA 8270C","1,1'-Biphenyl","6703","10185805","NA"]
["Solid Waste/Contaminated Sites (Soil & Sludge)","EPA 8270E","1,1'-Biphenyl","6703","10242543","NA"]
["Solid Waste/Contaminated Sites (Soil & Sludge)","EPA 8021B","1,1,1,2-Tetrachloroethane ","5105","10174819","NA"]
["Solid Waste/Contaminated Sites (Soil & Sludge)","EPA 8260B","1,1,1,2-Tetrachloroethane ","5105","10184802","NA"]
["Solid Waste/Contaminated Sites (Soil & Sludge)","EPA 8260D","1,1,1,2-Tetrachloroethane ","5105","10307127","NA"]
["Solid Waste/Contaminated Sites (Soil & Sludge)","EPA 8260B","1,1,1-Trichloroethane","5160","10184802","NA"]
["Solid Waste/Contaminated Sites (Soil & Sludge)","EPA 8260D","1,1,1-Trichloroethane","5160","10307127","NA"]
["Solid Waste/Contaminated Sites (Soil & Sludge)","EPA 8021B","1,1,2,2-Tetrachloroethane","5110","10174819","NA"]
["Solid Waste/Contaminated Sites (Soil & Sludge)","EPA 8260B","1,1,2,2-Tetrachloroethane","5110","10184802","NA"]
["Solid Waste/Contaminated Sites (Soil & Sludge)","EPA 8260D","1,1,2,2-Tetrachloroethane","5110","10307127","NA"]
["Solid Waste/Contaminated Sites (Soil & Sludge)","EPA 8260B","1,1,2-Trichloro-1,2,2-trifluoroethane ","5185","10184802","NA"]
["Solid Waste/Contaminated Sites (Soil & Sludge)","EPA 8260D","1,1,2-Trichloro-1,2,2-trifluoroethane ","5185","10307127","NA"]
["Solid Waste/Contaminated Sites (Soil & Sludge)","EPA 8021B","1,1,2-Trichloroethane","5165","10174819","NA"]
["Solid Waste/Contaminated Sites (Soil & Sludge)","EPA 8260B","1,1,2-Trichloroethane","5165","10184802","NA"]
["Solid Waste/Contaminated Sites (Soil & Sludge)","EPA 8260D","1,1,2-Trichloroethane","5165","10307127","NA"]
["Solid Waste/Contaminated Sites (Soil & Sludge)","EPA 8021B","1,1-Dichloroethane","4630","10174819","NA"]
["Solid Waste/Contaminated Sites (Soil & Sludge)","EPA 8260B","1,1-Dichloroethane","4630","10184802","NA"]
["Solid Waste/Contaminated Sites (Soil & Sludge)","EPA 8260D","1,1-Dichloroethane","4630","10307127","NA"]
["Solid Waste/Contaminated Sites (Soil & Sludge)","EPA 8021B","1,1-Dichloroethylene","4640","10174819","NA"]
["Solid Waste/Contaminated Sites (Soil & Sludge)","EPA 8260B","1,1-Dichloroethylene","4640","10184802","NA"]
["Solid Waste/Contaminated Sites (Soil & Sludge)","EPA 8260D","1,1-Dichloroethylene","4640","10307127","NA"]
["Solid Waste/Contaminated Sites (Soil & Sludge)","EPA 8021B","1,1-Dichloropropene","4670","10174819","NA"]
["Solid Waste/Contaminated Sites (Soil & Sludge)","EPA 8260B","1,1-Dichloropropene","4670","10184802","NA"]
["Solid Waste/Contaminated Sites (Soil & Sludge)","EPA 8260D","1,1-Dichloropropene","4670","10307127","NA"]
["Solid Waste/Contaminated Sites (Soil & Sludge)","EPA 8260B","1,2,3-Trichloropropane ","5180","10184802","NA"]
["Solid Waste/Contaminated Sites (Soil & Sludge)","EPA 8260D","1,2,3-Trichloropropane ","5180","10307127","NA"]
["Solid Waste/Contaminated Sites (Soil & Sludge)","EPA 8270C","1,2,4,5-Tetrachlorobenzene","6715","10185805","NA"]
["Solid Waste/Contaminated Sites (Soil & Sludge)","EPA 8270E","1,2,4,5-Tetrachlorobenzene","6715","10242543","NA"]
["Solid Waste/Contaminated Sites (Soil & Sludge)","EPA 8270C","1,2,4-Trichlorobenzene","5155","10185805","NA"]
["Solid Waste/Contaminated Sites (Soil & Sludge)","EPA 8270E","1,2,4-Trichlorobenzene","5155","10242543","NA"]
["Solid Waste/Contaminated Sites (Soil & Sludge)","EPA 8021B","1,2,4-Trimethylbenzene","5210","10174819","NA"]
["Solid Waste/Contaminated Sites (Soil & Sludge)","EPA 8260B","1,2,4-Trimethylbenzene","5210","10184802","NA"]
["Solid Waste/Contaminated Sites (Soil & Sludge)","EPA 8260D","1,2,4-Trimethylbenzene","5210","10307127","NA"]
["Solid Waste/Contaminated Sites (Soil & Sludge)","EPA 8021B","1,2-Dibromo-3-chloropropane (DBCP)","4570","10174819","NA"]
["Solid Waste/Contaminated Sites (Soil & Sludge)","EPA 8260B","1,2-Dibromo-3-chloropropane (DBCP)","4570","10184802","NA"]
["Solid Waste/Contaminated Sites (Soil & Sludge)","EPA 8260D","1,2-Dibromo-3-chloropropane (DBCP)","4570","10307127","NA"]
["Solid Waste/Contaminated Sites (Soil & Sludge)","EPA 8021B","1,2-Dibromoethane (EDB, Ethylene dibromide)","4585","10174819","NA"]
["Solid Waste/Contaminated Sites (Soil & Sludge)","EPA 8260B","1,2-Dibromoethane (EDB, Ethylene dibromide)","4585","10184802","NA"]
["Solid Waste/Contaminated Sites (Soil & Sludge)","EPA 8260D","1,2-Dibromoethane (EDB, Ethylene dibromide)","4585","10307127","NA"]
["Solid Waste/Contaminated Sites (Soil & Sludge)","EPA 8021B","1,2-Dichlorobenzene (o-Dichlorobenzene)","4610","10174819","NA"]
["Solid Waste/Contaminated Sites (Soil & Sludge)","EPA 8260B","1,2-Dichlorobenzene (o-Dichlorobenzene)","4610","10184802","NA"]
["Solid Waste/Contaminated Sites (Soil & Sludge)","EPA 8260D","1,2-Dichlorobenzene (o-Dichlorobenzene)","4610","10307127","NA"]
["Solid Waste/Contaminated Sites (Soil & Sludge)","EPA 8270C","1,2-Dichlorobenzene (o-Dichlorobenzene)","4610","10185805","NA"]
["Solid Waste/Contaminated Sites (Soil & Sludge)","EPA 8270E","1,2-Dichlorobenzene (o-Dichlorobenzene)","4610","10242543","NA"]
["Solid Waste/Contaminated Sites (Soil & Sludge)","EPA 8021B","1,2-Dichloroethane (Ethylene dichloride)","4635","10174819","NA"]
["Solid Waste/Contaminated Sites (Soil & Sludge)","EPA 8260B","1,2-Dichloroethane (Ethylene dichloride)","4635","10184802","NA"]
["Solid Waste/Contaminated Sites (Soil & Sludge)","EPA 8260D","1,2-Dichloroethane (Ethylene dichloride)","4635","10307127","NA"]
["Solid Waste/Contaminated Sites (Soil & Sludge)","EPA 8021B","1,2-Dichloropropane","4655","10174819","NA"]
["Solid Waste/Contaminated Sites (Soil & Sludge)","EPA 8260B","1,2-Dichloropropane","4655","10184802","NA"]
["Solid Waste/Contaminated Sites (Soil & Sludge)","EPA 8260D","1,2-Dichloropropane","4655","10307127","NA"]
["Solid Waste/Contaminated Sites (Soil & Sludge)","EPA 8021B","1,3,5-Trimethylbenzene","5215","10174819","NA"]
["Solid Waste/Contaminated Sites (Soil & Sludge)","EPA 8260B","1,3,5-Trimethylbenzene","5215","10184802","NA"]
["Solid Waste/Contaminated Sites (Soil & Sludge)","EPA 8260D","1,3,5-Trimethylbenzene","5215","10307127","NA"]
["Solid Waste/Contaminated Sites (Soil & Sludge)","EPA 8330","1,3,5-Trinitro-1,3,5-triazacyclohexane (RDX) ","9432","10189807","NA"]
["Solid Waste/Contaminated Sites (Soil & Sludge)","EPA 8330B","1,3,5-Trinitro-1,3,5-triazacyclohexane (RDX) ","9432","10308006","NA"]
["Solid Waste/Contaminated Sites (Soil & Sludge)","EPA 8270C","1,3,5-Trinitrobenzene","6885","10185805","NA"]
["Solid Waste/Contaminated Sites (Soil & Sludge)","EPA 8270E","1,3,5-Trinitrobenzene","6885","10242543","NA"]
["Solid Waste/Contaminated Sites (Soil & Sludge)","EPA 8330","1,3,5-Trinitrobenzene","6885","10189807","NA"]
["Solid Waste/Contaminated Sites (Soil & Sludge)","EPA 8330B","1,3,5-Trinitrobenzene","6885","10308006","NA"]
["Solid Waste/Contaminated Sites (Soil & Sludge)","EPA 8021B","1,3-Dichlorobenzene (m-Dichlorobenzene)","4615","10174819","NA"]
["Solid Waste/Contaminated Sites (Soil & Sludge)","EPA 8260B","1,3-Dichlorobenzene (m-Dichlorobenzene)","4615","10184802","NA"]
["Solid Waste/Contaminated Sites (Soil & Sludge)","EPA 8260D","1,3-Dichlorobenzene (m-Dichlorobenzene)","4615","10307127","NA"]
["Solid Waste/Contaminated Sites (Soil & Sludge)","EPA 8270C","1,3-Dichlorobenzene (m-Dichlorobenzene)","4615","10185805","NA"]
["Solid Waste/Contaminated Sites (Soil & Sludge)","EPA 8270E","1,3-Dichlorobenzene (m-Dichlorobenzene)","4615","10242543","NA"]
["Solid Waste/Contaminated Sites (Soil & Sludge)","EPA 8021B","1,3-Dichloropropane","4660","10174819","NA"]
["Solid Waste/Contaminated Sites (Soil & Sludge)","EPA 8260B","1,3-Dichloropropane","4660","10184802","NA"]
["Solid Waste/Contaminated Sites (Soil & Sludge)","EPA 8260D","1,3-Dichloropropane","4660","10307127","NA"]
["Solid Waste/Contaminated Sites (Soil & Sludge)","EPA 8021B","1,3-Dichloropropene","4675","10174819","NA"]
["Solid Waste/Contaminated Sites (Soil & Sludge)","EPA 8270C","1,3-Dinitrobenzene","6160","10185805","NA"]
["Solid Waste/Contaminated Sites (Soil & Sludge)","EPA 8270E","1,3-Dinitrobenzene","6160","10242543","NA"]
["Solid Waste/Contaminated Sites (Soil & Sludge)","EPA 8330","1,3-Dinitrobenzene","6160","10189807","NA"]
["Solid Waste/Contaminated Sites (Soil & Sludge)","EPA 8330B","1,3-Dinitrobenzene","6160","10308006","NA"]
["Solid Waste/Contaminated Sites (Soil & Sludge)","EPA 8021B","1,4-Dichlorobenzene (p-Dichlorobenzene)","4620","10174819","NA"]
["Solid Waste/Contaminated Sites (Soil & Sludge)","EPA 8260B","1,4-Dichlorobenzene (p-Dichlorobenzene)","4620","10184802","NA"]
["Solid Waste/Contaminated Sites (Soil & Sludge)","EPA 8260D","1,4-Dichlorobenzene (p-Dichlorobenzene)","4620","10307127","NA"]
["Solid Waste/Contaminated Sites (Soil & Sludge)","EPA 8270C","1,4-Dichlorobenzene (p-Dichlorobenzene)","4620","10185805","NA"]
["Solid Waste/Contaminated Sites (Soil & Sludge)","EPA 8270E","1,4-Dichlorobenzene (p-Dichlorobenzene)","4620","10242543","NA"]
["Solid Waste/Contaminated Sites (Soil & Sludge)","EPA 8260B","1,4-Dioxane (1,4- Diethyleneoxide) ","4735","10184802","NA"]
["Solid Waste/Contaminated Sites (Soil & Sludge)","EPA 8260D","1,4-Dioxane (1,4- Diethyleneoxide) ","4735","10307127","NA"]
["Solid Waste/Contaminated Sites (Soil & Sludge)","EPA 8270C","1,4-Dioxane (1,4- Diethyleneoxide) ","4735","10185805","NA"]
["Solid Waste/Contaminated Sites (Soil & Sludge)","EPA 8270E","1,4-Dioxane (1,4- Diethyleneoxide) ","4735","10242543","NA"]
["Solid Waste/Contaminated Sites (Soil & Sludge)","EPA 8270C","1,4-Naphthoquinone","6420","10185805","NA"]
["Solid Waste/Contaminated Sites (Soil & Sludge)","EPA 8270E","1,4-Naphthoquinone","6420","10242543","NA"]
["Solid Waste/Contaminated Sites (Soil & Sludge)","EPA 8270C","1,4-Phenylenediamine","6630","10185805","NA"]
["Solid Waste/Contaminated Sites (Soil & Sludge)","EPA 8270E","1,4-Phenylenediamine","6630","10242543","NA"]
["Solid Waste/Contaminated Sites (Soil & Sludge)","EPA 8270C","1-Naphthylamine","6425","10185805","NA"]
["Solid Waste/Contaminated Sites (Soil & Sludge)","EPA 8270E","1-Naphthylamine","6425","10242543","NA"]
["Solid Waste/Contaminated Sites (Soil & Sludge)","EPA 1633 -  Jan 24","11-chloroeicosafluoro-3-oxaundecane-1-sulfonic acid  (11CL-PF3OUdS)","9490","10123463","NA"]
["Solid Waste/Contaminated Sites (Soil & Sludge)","EPA 8270C","2,2'-Oxybis(1-chloropropane), bis(2-Chloro-1-methylethyl)ether","4659","10185805","NA"]
["Solid Waste/Contaminated Sites (Soil & Sludge)","EPA 8270E","2,2'-Oxybis(1-chloropropane), bis(2-Chloro-1-methylethyl)ether","4659","10242543","NA"]
["Solid Waste/Contaminated Sites (Soil & Sludge)","EPA 8260B","2,2-Dichloropropane","4665","10184802","NA"]
["Solid Waste/Contaminated Sites (Soil & Sludge)","EPA 8260D","2,2-Dichloropropane","4665","10307127","NA"]
["Solid Waste/Contaminated Sites (Soil & Sludge)","EPA 8270C","2,3,4,6-Tetrachlorophenol","6735","10185805","NA"]
["Solid Waste/Contaminated Sites (Soil & Sludge)","EPA 8270E","2,3,4,6-Tetrachlorophenol","6735","10242543","NA"]
["Solid Waste/Contaminated Sites (Soil & Sludge)","EPA 8151A","2,4,5-T; 2,4,5-Trichlorophenoxyacetic Acid","8655","10183207","NA"]
["Solid Waste/Contaminated Sites (Soil & Sludge)","EPA 8270C","2,4,5-Trichlorophenol","6835","10185805","NA"]
["Solid Waste/Contaminated Sites (Soil & Sludge)","EPA 8270E","2,4,5-Trichlorophenol","6835","10242543","NA"]
["Solid Waste/Contaminated Sites (Soil & Sludge)","EPA 8330","2,4,6- Trinitrotoluene (TNT)","9651","10189807","NA"]
["Solid Waste/Contaminated Sites (Soil & Sludge)","EPA 8330B","2,4,6- Trinitrotoluene (TNT)","9651","10308006","NA"]
["Solid Waste/Contaminated Sites (Soil & Sludge)","EPA 8270C","2,4,6-Trichlorophenol","6840","10185805","NA"]
["Solid Waste/Contaminated Sites (Soil & Sludge)","EPA 8270E","2,4,6-Trichlorophenol","6840","10242543","NA"]
["Solid Waste/Contaminated Sites (Soil & Sludge)","EPA 8151A","2,4-D","8545","10183207","NA"]
["Solid Waste/Contaminated Sites (Soil & Sludge)","EPA 8270C","2,4-Dichlorophenol","6000","10185805","NA"]
["Solid Waste/Contaminated Sites (Soil & Sludge)","EPA 8270E","2,4-Dichlorophenol","6000","10242543","NA"]
["Solid Waste/Contaminated Sites (Soil & Sludge)","EPA 8270C","2,4-Dimethylphenol","6130","10185805","NA"]
["Solid Waste/Contaminated Sites (Soil & Sludge)","EPA 8270E","2,4-Dimethylphenol","6130","10242543","NA"]
["Solid Waste/Contaminated Sites (Soil & Sludge)","EPA 8270C","2,4-Dinitrophenol","6175","10185805","NA"]
["Solid Waste/Contaminated Sites (Soil & Sludge)","EPA 8270E","2,4-Dinitrophenol","6175","10242543","NA"]
["Solid Waste/Contaminated Sites (Soil & Sludge)","EPA 8270C","2,4-Dinitrotoluene (2,4-DNT)","6185","10185805","NA"]
["Solid Waste/Contaminated Sites (Soil & Sludge)","EPA 8270E","2,4-Dinitrotoluene (2,4-DNT)","6185","10242543","NA"]
["Solid Waste/Contaminated Sites (Soil & Sludge)","EPA 8330","2,4-Dinitrotoluene (2,4-DNT)","6185","10189807","NA"]
["Solid Waste/Contaminated Sites (Soil & Sludge)","EPA 8330B","2,4-Dinitrotoluene (2,4-DNT)","6185","10308006","NA"]
["Solid Waste/Contaminated Sites (Soil & Sludge)","EPA 8270C","2,6-Dichlorophenol ","6005","10185805","NA"]
["Solid Waste/Contaminated Sites (Soil & Sludge)","EPA 8270E","2,6-Dichlorophenol ","6005","10242543","NA"]
["Solid Waste/Contaminated Sites (Soil & Sludge)","EPA 8270C","2,6-Dinitrotoluene (2,6-DNT)","6190","10185805","NA"]
["Solid Waste/Contaminated Sites (Soil & Sludge)","EPA 8270E","2,6-Dinitrotoluene (2,6-DNT)","6190","10242543","NA"]
["Solid Waste/Contaminated Sites (Soil & Sludge)","EPA 8330","2,6-Dinitrotoluene (2,6-DNT)","6190","10189807","NA"]
["Solid Waste/Contaminated Sites (Soil & Sludge)","EPA 8330B","2,6-Dinitrotoluene (2,6-DNT)","6190","10308006","NA"]
["Solid Waste/Contaminated Sites (Soil & Sludge)","EPA 8270C","2-Acetylaminofluorene","5515","10185805","NA"]
["Solid Waste/Contaminated Sites (Soil & Sludge)","EPA 8270E","2-Acetylaminofluorene","5515","10242543","NA"]
["Solid Waste/Contaminated Sites (Soil & Sludge)","EPA 8015B","2-Butanone (Methyl ethyl ketone, MEK) ","4410","10173601","NA"]
["Solid Waste/Contaminated Sites (Soil & Sludge)","EPA 8015C","2-Butanone (Methyl ethyl ketone, MEK) ","4410","10173816","NA"]
["Solid Waste/Contaminated Sites (Soil & Sludge)","EPA 8260B","2-Butanone (Methyl ethyl ketone, MEK) ","4410","10184802","NA"]
["Solid Waste/Contaminated Sites (Soil & Sludge)","EPA 8260D","2-Butanone (Methyl ethyl ketone, MEK) ","4410","10307127","NA"]
["Solid Waste/Contaminated Sites (Soil & Sludge)","EPA 8021B","2-Chloro-1,3-butadiene (Chloroprene)","4525","10174819","NA"]
["Solid Waste/Contaminated Sites (Soil & Sludge)","EPA 8260B","2-Chloro-1,3-butadiene (Chloroprene)","4525","10184802","NA"]
["Solid Waste/Contaminated Sites (Soil & Sludge)","EPA 8260D","2-Chloro-1,3-butadiene (Chloroprene)","4525","10307127","NA"]
["Solid Waste/Contaminated Sites (Soil & Sludge)","EPA 8270C","2-Chloronaphthalene","5795","10185805","NA"]
["Solid Waste/Contaminated Sites (Soil & Sludge)","EPA 8270E","2-Chloronaphthalene","5795","10242543","NA"]
["Solid Waste/Contaminated Sites (Soil & Sludge)","EPA 8270C","2-Chlorophenol","5800","10185805","NA"]
["Solid Waste/Contaminated Sites (Soil & Sludge)","EPA 8270E","2-Chlorophenol","5800","10242543","NA"]
["Solid Waste/Contaminated Sites (Soil & Sludge)","EPA 8021B","2-Chlorotoluene (o-Chlorotoluene)","4535","10174819","NA"]
["Solid Waste/Contaminated Sites (Soil & Sludge)","EPA 8260B","2-Chlorotoluene (o-Chlorotoluene)","4535","10184802","NA"]
["Solid Waste/Contaminated Sites (Soil & Sludge)","EPA 8260D","2-Chlorotoluene (o-Chlorotoluene)","4535","10307127","NA"]
["Solid Waste/Contaminated Sites (Soil & Sludge)","EPA 8260B","2-Hexanone ","4860","10184802","NA"]
["Solid Waste/Contaminated Sites (Soil & Sludge)","EPA 8260D","2-Hexanone ","4860","10307127","NA"]
["Solid Waste/Contaminated Sites (Soil & Sludge)","EPA 8270C","2-Methyl-4,6-dinitrophenol (4,6-Dinitro-2-methylphenol)","6360","10185805","NA"]
["Solid Waste/Contaminated Sites (Soil & Sludge)","EPA 8270E","2-Methyl-4,6-dinitrophenol (4,6-Dinitro-2-methylphenol)","6360","10242543","NA"]
["Solid Waste/Contaminated Sites (Soil & Sludge)","EPA 8270C","2-Methylaniline (o-Toluidine)","5145","10185805","NA"]
["Solid Waste/Contaminated Sites (Soil & Sludge)","EPA 8270E","2-Methylaniline (o-Toluidine)","5145","10242543","NA"]
["Solid Waste/Contaminated Sites (Soil & Sludge)","EPA 8270C","2-Methylnaphthalene","6385","10185805","NA"]
["Solid Waste/Contaminated Sites (Soil & Sludge)","EPA 8270E","2-Methylnaphthalene","6385","10242543","NA"]
["Solid Waste/Contaminated Sites (Soil & Sludge)","EPA 8270C","2-Naphthylamine","6430","10185805","NA"]
["Solid Waste/Contaminated Sites (Soil & Sludge)","EPA 8270E","2-Naphthylamine","6430","10242543","NA"]
["Solid Waste/Contaminated Sites (Soil & Sludge)","EPA 8270C","2-Nitrophenol","6490","10185805","NA"]
["Solid Waste/Contaminated Sites (Soil & Sludge)","EPA 8270E","2-Nitrophenol","6490","10242543","NA"]
["Solid Waste/Contaminated Sites (Soil & Sludge)","EPA 1633 -  Jan 24","2H,2H,3H,3H-Perfluorodecanoic acid (7:3 FTCA)","9340","10123463","NA"]
["Solid Waste/Contaminated Sites (Soil & Sludge)","EPA 1633 -  Jan 24","2H,2H,3H,3H-Perfluorooctanoic acid (5:3 FTCA)","9338","10123463","NA"]
["Solid Waste/Contaminated Sites (Soil & Sludge)","EPA 8270C","3,3'-Dichlorobenzidine","5945","10185805","NA"]
["Solid Waste/Contaminated Sites (Soil & Sludge)","EPA 8270E","3,3'-Dichlorobenzidine","5945","10242543","NA"]
["Solid Waste/Contaminated Sites (Soil & Sludge)","EPA 8270C","3,3'-Dimethylbenzidine","6120","10185805","NA"]
["Solid Waste/Contaminated Sites (Soil & Sludge)","EPA 8270E","3,3'-Dimethylbenzidine","6120","10242543","NA"]
["Solid Waste/Contaminated Sites (Soil & Sludge)","EPA 8270C","3-Methylcholanthrene","6355","10185805","NA"]
["Solid Waste/Contaminated Sites (Soil & Sludge)","EPA 8270E","3-Methylcholanthrene","6355","10242543","NA"]
["Solid Waste/Contaminated Sites (Soil & Sludge)","EPA 8270C","3-methylphenol (m-Cresol)","6405","10185805","NA"]
["Solid Waste/Contaminated Sites (Soil & Sludge)","EPA 8270E","3-methylphenol (m-Cresol)","6405","10242543","NA"]
["Solid Waste/Contaminated Sites (Soil & Sludge)","EPA 8081A","4,4'-DDD","7355","10178606","NA"]
["Solid Waste/Contaminated Sites (Soil & Sludge)","EPA 8081B","4,4'-DDD","7355","10178811","NA"]
["Solid Waste/Contaminated Sites (Soil & Sludge)","EPA 8270C","4,4'-DDD","7355","10185805","NA"]
["Solid Waste/Contaminated Sites (Soil & Sludge)","EPA 8270E","4,4'-DDD","7355","10242543","NA"]
["Solid Waste/Contaminated Sites (Soil & Sludge)","EPA 8081A","4,4'-DDE","7360","10178606","NA"]
["Solid Waste/Contaminated Sites (Soil & Sludge)","EPA 8081B","4,4'-DDE","7360","10178811","NA"]
["Solid Waste/Contaminated Sites (Soil & Sludge)","EPA 8270C","4,4'-DDE","7360","10185805","NA"]
["Solid Waste/Contaminated Sites (Soil & Sludge)","EPA 8270E","4,4'-DDE","7360","10242543","NA"]
["Solid Waste/Contaminated Sites (Soil & Sludge)","EPA 8081A","4,4'-DDT","7365","10178606","NA"]
["Solid Waste/Contaminated Sites (Soil & Sludge)","EPA 8081B","4,4'-DDT","7365","10178811","NA"]
["Solid Waste/Contaminated Sites (Soil & Sludge)","EPA 8270C","4,4'-DDT","7365","10185805","NA"]
["Solid Waste/Contaminated Sites (Soil & Sludge)","EPA 8270E","4,4'-DDT","7365","10242543","NA"]
["Solid Waste/Contaminated Sites (Soil & Sludge)","EPA 1633 -  Jan 24","4,4,5,5,6,6,6-Heptafluorohexanoic acid (3:3 FTCA)","9353","10123463","NA"]
["Solid Waste/Contaminated Sites (Soil & Sludge)","EPA 1633 -  Jan 24","4,8-dioxa-3H-perfluorononanoic acid (ADONA)","6951","10123463","NA"]
["Solid Waste/Contaminated Sites (Soil & Sludge)","EPA 8270C","4-Aminobiphenyl ","5540","10185805","NA"]
["Solid Waste/Contaminated Sites (Soil & Sludge)","EPA 8270E","4-Aminobiphenyl ","5540","10242543","NA"]
["Solid Waste/Contaminated Sites (Soil & Sludge)","EPA 8270C","4-Bromophenyl phenyl ether (BDE-3)","5660","10185805","NA"]
["Solid Waste/Contaminated Sites (Soil & Sludge)","EPA 8270E","4-Bromophenyl phenyl ether (BDE-3)","5660","10242543","NA"]
["Solid Waste/Contaminated Sites (Soil & Sludge)","EPA 8270C","4-Chloro-3-methyl phenol","5700","10185805","NA"]
["Solid Waste/Contaminated Sites (Soil & Sludge)","EPA 8270E","4-Chloro-3-methyl phenol","5700","10242543","NA"]
["Solid Waste/Contaminated Sites (Soil & Sludge)","EPA 8270C","4-Chloroaniline","5745","10185805","NA"]
["Solid Waste/Contaminated Sites (Soil & Sludge)","EPA 8270E","4-Chloroaniline","5745","10242543","NA"]
["Solid Waste/Contaminated Sites (Soil & Sludge)","EPA 8270C","4-Chlorophenyl phenyl ether","5825","10185805","NA"]
["Solid Waste/Contaminated Sites (Soil & Sludge)","EPA 8270E","4-Chlorophenyl phenyl ether","5825","10242543","NA"]
["Solid Waste/Contaminated Sites (Soil & Sludge)","EPA 8021B","4-Chlorotoluene (p-Chlorotoluene)","4540","10174819","NA"]
["Solid Waste/Contaminated Sites (Soil & Sludge)","EPA 8260B","4-Chlorotoluene (p-Chlorotoluene)","4540","10184802","NA"]
["Solid Waste/Contaminated Sites (Soil & Sludge)","EPA 8260D","4-Chlorotoluene (p-Chlorotoluene)","4540","10307127","NA"]
["Solid Waste/Contaminated Sites (Soil & Sludge)","EPA 8270C","4-Dimethyl aminoazobenzene","6105","10185805","NA"]
["Solid Waste/Contaminated Sites (Soil & Sludge)","EPA 8270E","4-Dimethyl aminoazobenzene","6105","10242543","NA"]
["Solid Waste/Contaminated Sites (Soil & Sludge)","EPA 8015B","4-Methyl-2-pentanone (MIBK)","4995","10173601","NA"]
["Solid Waste/Contaminated Sites (Soil & Sludge)","EPA 8260B","4-Methyl-2-pentanone (MIBK)","4995","10184802","NA"]
["Solid Waste/Contaminated Sites (Soil & Sludge)","EPA 8260D","4-Methyl-2-pentanone (MIBK)","4995","10307127","NA"]
["Solid Waste/Contaminated Sites (Soil & Sludge)","EPA 8270C","4-Methylphenol (p-Cresol)","6410","10185805","NA"]
["Solid Waste/Contaminated Sites (Soil & Sludge)","EPA 8270E","4-Methylphenol (p-Cresol)","6410","10242543","NA"]
["Solid Waste/Contaminated Sites (Soil & Sludge)","EPA 8151A","4-Nitrophenol","6500","10183207","NA"]
["Solid Waste/Contaminated Sites (Soil & Sludge)","EPA 8270C","4-Nitrophenol","6500","10185805","NA"]
["Solid Waste/Contaminated Sites (Soil & Sludge)","EPA 8270E","4-Nitrophenol","6500","10242543","NA"]
["Solid Waste/Contaminated Sites (Soil & Sludge)","EPA 8270C","5-Nitro-o-toluidine","6570","10185805","NA"]
["Solid Waste/Contaminated Sites (Soil & Sludge)","EPA 8270E","5-Nitro-o-toluidine","6570","10242543","NA"]
["Solid Waste/Contaminated Sites (Soil & Sludge)","EPA 8270C","7,12-Dimethylbenz[a]anthracene","6115","10185805","NA"]
["Solid Waste/Contaminated Sites (Soil & Sludge)","EPA 8270E","7,12-Dimethylbenz[a]anthracene","6115","10242543","NA"]
["Solid Waste/Contaminated Sites (Soil & Sludge)","EPA 8270C","Acenaphthene","5500","10185805","NA"]
["Solid Waste/Contaminated Sites (Soil & Sludge)","EPA 8270E","Acenaphthene","5500","10242543","NA"]
["Solid Waste/Contaminated Sites (Soil & Sludge)","EPA 8310","Acenaphthene","5500","10187607","NA"]
["Solid Waste/Contaminated Sites (Soil & Sludge)","EPA 8270C","Acenaphthylene","5505","10185805","NA"]
["Solid Waste/Contaminated Sites (Soil & Sludge)","EPA 8270E","Acenaphthylene","5505","10242543","NA"]
["Solid Waste/Contaminated Sites (Soil & Sludge)","EPA 8310","Acenaphthylene","5505","10187607","NA"]
["Solid Waste/Contaminated Sites (Soil & Sludge)","EPA 8330","Acenaphthylene","5505","10189807","NA"]
["Solid Waste/Contaminated Sites (Soil & Sludge)","EPA 8141","Acetochlor","4310","10181803","NA"]
["Solid Waste/Contaminated Sites (Soil & Sludge)","EPA 8270C","Acetochlor","4310","10185805","NA"]
["Solid Waste/Contaminated Sites (Soil & Sludge)","EPA 8270E","Acetochlor","4310","10242543","NA"]
["Solid Waste/Contaminated Sites (Soil & Sludge)","EPA 8015B","Acetone","4315","10173601","NA"]
["Solid Waste/Contaminated Sites (Soil & Sludge)","EPA 8015C","Acetone","4315","10173816","NA"]
["Solid Waste/Contaminated Sites (Soil & Sludge)","EPA 8260B","Acetone","4315","10184802","NA"]
["Solid Waste/Contaminated Sites (Soil & Sludge)","EPA 8260D","Acetone","4315","10307127","NA"]
["Solid Waste/Contaminated Sites (Soil & Sludge)","EPA 8015B","Acetonitrile (Methyl Cyanide)","4320","10173601","NA"]
["Solid Waste/Contaminated Sites (Soil & Sludge)","EPA 8015C","Acetonitrile (Methyl Cyanide)","4320","10173816","NA"]
["Solid Waste/Contaminated Sites (Soil & Sludge)","EPA 8260B","Acetonitrile (Methyl Cyanide)","4320","10184802","NA"]
["Solid Waste/Contaminated Sites (Soil & Sludge)","EPA 8260D","Acetonitrile (Methyl Cyanide)","4320","10307127","NA"]
["Solid Waste/Contaminated Sites (Soil & Sludge)","EPA 8270C","Acetophenone","5510","10185805","NA"]
["Solid Waste/Contaminated Sites (Soil & Sludge)","EPA 8270E","Acetophenone","5510","10242543","NA"]
["Solid Waste/Contaminated Sites (Soil & Sludge)","EPA 8015B","Acrolein (Propenal)","4325","10173601","NA"]
["Solid Waste/Contaminated Sites (Soil & Sludge)","EPA 8015C","Acrolein (Propenal)","4325","10173816","NA"]
["Solid Waste/Contaminated Sites (Soil & Sludge)","EPA 8260B","Acrolein (Propenal)","4325","10184802","NA"]
["Solid Waste/Contaminated Sites (Soil & Sludge)","EPA 8260D","Acrolein (Propenal)","4325","10307127","NA"]
["Solid Waste/Contaminated Sites (Soil & Sludge)","EPA 8015B","Acrylonitrile","4340","10173601","NA"]
["Solid Waste/Contaminated Sites (Soil & Sludge)","EPA 8015C","Acrylonitrile","4340","10173816","NA"]
["Solid Waste/Contaminated Sites (Soil & Sludge)","EPA 8260B","Acrylonitrile","4340","10184802","NA"]
["Solid Waste/Contaminated Sites (Soil & Sludge)","EPA 8260D","Acrylonitrile","4340","10307127","NA"]
["Solid Waste/Contaminated Sites (Soil & Sludge)","EPA 8081A","Alachlor","7005","10178606","NA"]
["Solid Waste/Contaminated Sites (Soil & Sludge)","EPA 8081B","Alachlor","7005","10178811","NA"]
["Solid Waste/Contaminated Sites (Soil & Sludge)","EPA 8141","Alachlor","7005","10181803","NA"]
["Solid Waste/Contaminated Sites (Soil & Sludge)","EPA 8141A","Alachlor","7005","10182000","NA"]
["Solid Waste/Contaminated Sites (Soil & Sludge)","EPA 8141B","Alachlor","7005","10182204","NA"]
["Solid Waste/Contaminated Sites (Soil & Sludge)","EPA 8270C","Alachlor","7005","10185805","NA"]
["Solid Waste/Contaminated Sites (Soil & Sludge)","EPA 8270E","Alachlor","7005","10242543","NA"]
["Solid Waste/Contaminated Sites (Soil & Sludge)","EPA 8081A","Aldrin","7025","10178606","NA"]
["Solid Waste/Contaminated Sites (Soil & Sludge)","EPA 8081B","Aldrin","7025","10178811","NA"]
["Solid Waste/Contaminated Sites (Soil & Sludge)","EPA 8270C","Aldrin","7025","10185805","NA"]
["Solid Waste/Contaminated Sites (Soil & Sludge)","EPA 8270E","Aldrin","7025","10242543","NA"]
["Solid Waste/Contaminated Sites (Soil & Sludge)","EPA 8021B","Allyl chloride","4355","10174819","NA"]
["Solid Waste/Contaminated Sites (Soil & Sludge)","EPA 8081A","alpha-BHC (alpha-Hexachlorocyclohexane)","7110","10178606","NA"]
["Solid Waste/Contaminated Sites (Soil & Sludge)","EPA 8081B","alpha-BHC (alpha-Hexachlorocyclohexane)","7110","10178811","NA"]
["Solid Waste/Contaminated Sites (Soil & Sludge)","EPA 8270C","alpha-BHC (alpha-Hexachlorocyclohexane)","7110","10185805","NA"]
["Solid Waste/Contaminated Sites (Soil & Sludge)","EPA 8270E","alpha-BHC (alpha-Hexachlorocyclohexane)","7110","10242543","NA"]
["Solid Waste/Contaminated Sites (Soil & Sludge)","EPA 6010B","Aluminum","1000","\t10155609","NA"]
["Solid Waste/Contaminated Sites (Soil & Sludge)","EPA 6010C","Aluminum","1000","10155905","NA"]
["Solid Waste/Contaminated Sites (Soil & Sludge)","EPA 6010D","Aluminum","1000","10155950","NA"]
["Solid Waste/Contaminated Sites (Soil & Sludge)","EPA 6020A","Aluminum","1000","10156419","NA"]
["Solid Waste/Contaminated Sites (Soil & Sludge)","EPA 6020B","Aluminum","1000","10156420","NA"]
["Solid Waste/Contaminated Sites (Soil & Sludge)","EPA 7000B","Aluminum","1000","10157707","NA"]
["Solid Waste/Contaminated Sites (Soil & Sludge)","EPA 350.1","Ammonia as N","1515","10063602","350.1"]
["Solid Waste/Contaminated Sites (Soil & Sludge)","SM 4500-NH3 B-2011","Ammonia as N","1515","20106018","NA"]
["Solid Waste/Contaminated Sites (Soil & Sludge)","SM 4500-NH3 C-2011","Ammonia as N","1515","20108412","4500NH3-C"]
["Solid Waste/Contaminated Sites (Soil & Sludge)","SM 4500-NH3 D-2011","Ammonia as N","1515","20109415","4500NH3-D"]
["Solid Waste/Contaminated Sites (Soil & Sludge)","SM 4500-NH3 E-2011","Ammonia as N","1515","20113013","4500 NH3-E"]
["Solid Waste/Contaminated Sites (Soil & Sludge)","SM 4500-NH3 F-2011","Ammonia as N","1515","20023567","4500 NH3-F"]
["Solid Waste/Contaminated Sites (Soil & Sludge)","SM 4500-NH3 G-2011","Ammonia as N","1515","20111415","4500 NH3-G"]
["Solid Waste/Contaminated Sites (Soil & Sludge)","SM 4500-NH3 H-2011","Ammonia as N","1515","20112214","4500 NH3-H"]
["Solid Waste/Contaminated Sites (Soil & Sludge)","Timberline Ammonia-001","Ammonia as N","1515","60034302","TIMBERLINE"]
["Solid Waste/Contaminated Sites (Soil & Sludge)","SM 4500-NH3 B-2011","Ammonia Distillation","1404","20106018","NA"]
["Solid Waste/Contaminated Sites (Soil & Sludge)","EPA 8270C","Anthracene","5555","10185805","NA"]
["Solid Waste/Contaminated Sites (Soil & Sludge)","EPA 8270E","Anthracene","5555","10242543","NA"]
["Solid Waste/Contaminated Sites (Soil & Sludge)","EPA 8310","Anthracene","5555","10187607","NA"]
["Solid Waste/Contaminated Sites (Soil & Sludge)","EPA 6010B","Antimony","1005","\t10155609","NA"]
["Solid Waste/Contaminated Sites (Soil & Sludge)","EPA 6010C","Antimony","1005","10155905","NA"]
["Solid Waste/Contaminated Sites (Soil & Sludge)","EPA 6010D","Antimony","1005","10155950","NA"]
["Solid Waste/Contaminated Sites (Soil & Sludge)","EPA 6020A","Antimony","1005","10156419","NA"]
["Solid Waste/Contaminated Sites (Soil & Sludge)","EPA 6020B","Antimony","1005","10156420","NA"]
["Solid Waste/Contaminated Sites (Soil & Sludge)","EPA 7000B","Antimony","1005","10157707","NA"]
["Solid Waste/Contaminated Sites (Soil & Sludge)","EPA 7010","Antimony","1005","10157810","NA"]
["Solid Waste/Contaminated Sites (Soil & Sludge)","EPA 7062","Antimony","1005","10159407","NA"]
["Solid Waste/Contaminated Sites (Soil & Sludge)","EPA 8082A","Aroclor-1016 (PCB-1016)","8880","10179358","NA"]
["Solid Waste/Contaminated Sites (Soil & Sludge)","EPA 8270C","Aroclor-1016 (PCB-1016)","8880","10185805","NA"]
["Solid Waste/Contaminated Sites (Soil & Sludge)","EPA 8270E","Aroclor-1016 (PCB-1016)","8880","10242543","NA"]
["Solid Waste/Contaminated Sites (Soil & Sludge)","EPA 8082A","Aroclor-1221 (PCB-1221)","8885","10179358","NA"]
["Solid Waste/Contaminated Sites (Soil & Sludge)","EPA 8270C","Aroclor-1221 (PCB-1221)","8885","10185805","NA"]
["Solid Waste/Contaminated Sites (Soil & Sludge)","EPA 8270E","Aroclor-1221 (PCB-1221)","8885","10242543","NA"]
["Solid Waste/Contaminated Sites (Soil & Sludge)","EPA 8082A","Aroclor-1232 (PCB-1232)","8890","10179358","NA"]
["Solid Waste/Contaminated Sites (Soil & Sludge)","EPA 8270C","Aroclor-1232 (PCB-1232)","8890","10185805","NA"]
["Solid Waste/Contaminated Sites (Soil & Sludge)","EPA 8270E","Aroclor-1232 (PCB-1232)","8890","10242543","NA"]
["Solid Waste/Contaminated Sites (Soil & Sludge)","EPA 8082A","Aroclor-1242 (PCB-1242)","8895","10179358","NA"]
["Solid Waste/Contaminated Sites (Soil & Sludge)","EPA 8270C","Aroclor-1242 (PCB-1242)","8895","10185805","NA"]
["Solid Waste/Contaminated Sites (Soil & Sludge)","EPA 8270E","Aroclor-1242 (PCB-1242)","8895","10242543","NA"]
["Solid Waste/Contaminated Sites (Soil & Sludge)","EPA 8082A","Aroclor-1248 (PCB-1248)","8900","10179358","NA"]
["Solid Waste/Contaminated Sites (Soil & Sludge)","EPA 8270C","Aroclor-1248 (PCB-1248)","8900","10185805","NA"]
["Solid Waste/Contaminated Sites (Soil & Sludge)","EPA 8270E","Aroclor-1248 (PCB-1248)","8900","10242543","NA"]
["Solid Waste/Contaminated Sites (Soil & Sludge)","EPA 8082A","Aroclor-1254 (PCB-1254)","8905","10179358","NA"]
["Solid Waste/Contaminated Sites (Soil & Sludge)","EPA 8270C","Aroclor-1254 (PCB-1254)","8905","10185805","NA"]
["Solid Waste/Contaminated Sites (Soil & Sludge)","EPA 8270E","Aroclor-1254 (PCB-1254)","8905","10242543","NA"]
["Solid Waste/Contaminated Sites (Soil & Sludge)","EPA 8082A","Aroclor-1260 (PCB-1260)","8910","10179358","NA"]
["Solid Waste/Contaminated Sites (Soil & Sludge)","EPA 8270C","Aroclor-1260 (PCB-1260)","8910","10185805","NA"]
["Solid Waste/Contaminated Sites (Soil & Sludge)","EPA 8270E","Aroclor-1260 (PCB-1260)","8910","10242543","NA"]
["Solid Waste/Contaminated Sites (Soil & Sludge)","EPA 6010B","Arsenic","1010","\t10155609","NA"]
["Solid Waste/Contaminated Sites (Soil & Sludge)","EPA 6010C","Arsenic","1010","10155905","NA"]
["Solid Waste/Contaminated Sites (Soil & Sludge)","EPA 6010D","Arsenic","1010","10155950","NA"]
["Solid Waste/Contaminated Sites (Soil & Sludge)","EPA 6020A","Arsenic","1010","10156419","NA"]
["Solid Waste/Contaminated Sites (Soil & Sludge)","EPA 6020B","Arsenic","1010","10156420","NA"]
["Solid Waste/Contaminated Sites (Soil & Sludge)","EPA 7010","Arsenic","1010","10157810","NA"]
["Solid Waste/Contaminated Sites (Soil & Sludge)","EPA 7061A","Arsenic","1010","10159203","NA"]
["Solid Waste/Contaminated Sites (Soil & Sludge)","EPA 7062","Arsenic","1010","10159407","NA"]
["Solid Waste/Contaminated Sites (Soil & Sludge)","EPA 8141","Atrazine","7065","10181803","NA"]
["Solid Waste/Contaminated Sites (Soil & Sludge)","EPA 8141A","Atrazine","7065","10182000","NA"]
["Solid Waste/Contaminated Sites (Soil & Sludge)","EPA 8141B","Atrazine","7065","10182204","NA"]
["Solid Waste/Contaminated Sites (Soil & Sludge)","EPA 8270C","Atrazine","7065","10185805","NA"]
["Solid Waste/Contaminated Sites (Soil & Sludge)","EPA 8270E","Atrazine","7065","10242543","NA"]
["Solid Waste/Contaminated Sites (Soil & Sludge)","EPA 6010B","Barium","1015","\t10155609","NA"]
["Solid Waste/Contaminated Sites (Soil & Sludge)","EPA 6010C","Barium","1015","10155905","NA"]
["Solid Waste/Contaminated Sites (Soil & Sludge)","EPA 6010D","Barium","1015","10155950","NA"]
["Solid Waste/Contaminated Sites (Soil & Sludge)","EPA 6020A","Barium","1015","10156419","NA"]
["Solid Waste/Contaminated Sites (Soil & Sludge)","EPA 6020B","Barium","1015","10156420","NA"]
["Solid Waste/Contaminated Sites (Soil & Sludge)","EPA 7000B","Barium","1015","10157707","NA"]
["Solid Waste/Contaminated Sites (Soil & Sludge)","EPA 7010","Barium","1015","10157810","NA"]
["Solid Waste/Contaminated Sites (Soil & Sludge)","EPA 8151A","Bentazon","8530","10183207","NA"]
["Solid Waste/Contaminated Sites (Soil & Sludge)","EPA 8015C","Benzene","4375","10173816","NA"]
["Solid Waste/Contaminated Sites (Soil & Sludge)","EPA 8021B","Benzene","4375","10174819","NA"]
["Solid Waste/Contaminated Sites (Soil & Sludge)","EPA 8260B","Benzene","4375","10184802","NA"]
["Solid Waste/Contaminated Sites (Soil & Sludge)","EPA 8260D","Benzene","4375","10307127","NA"]
["Solid Waste/Contaminated Sites (Soil & Sludge)","Iowa OA-1","Benzene","4375","90013802","NA"]
["Solid Waste/Contaminated Sites (Soil & Sludge)","EPA 8270C","Benzidine","5595","10185805","NA"]
["Solid Waste/Contaminated Sites (Soil & Sludge)","EPA 8270E","Benzidine","5595","10242543","NA"]
["Solid Waste/Contaminated Sites (Soil & Sludge)","EPA 8270C","Benzo(a)anthracene","5575","10185805","NA"]
["Solid Waste/Contaminated Sites (Soil & Sludge)","EPA 8270E","Benzo(a)anthracene","5575","10242543","NA"]
["Solid Waste/Contaminated Sites (Soil & Sludge)","EPA 8310","Benzo(a)anthracene","5575","10187607","NA"]
["Solid Waste/Contaminated Sites (Soil & Sludge)","EPA 8270C","Benzo(a)pyrene","5580","10185805","NA"]
["Solid Waste/Contaminated Sites (Soil & Sludge)","EPA 8270E","Benzo(a)pyrene","5580","10242543","NA"]
["Solid Waste/Contaminated Sites (Soil & Sludge)","EPA 8310","Benzo(a)pyrene","5580","10187607","NA"]
["Solid Waste/Contaminated Sites (Soil & Sludge)","EPA 8270C","Benzo(g,h,i)perylene","5590","10185805","NA"]
["Solid Waste/Contaminated Sites (Soil & Sludge)","EPA 8270E","Benzo(g,h,i)perylene","5590","10242543","NA"]
["Solid Waste/Contaminated Sites (Soil & Sludge)","EPA 8310","Benzo(g,h,i)perylene","5590","10187607","NA"]
["Solid Waste/Contaminated Sites (Soil & Sludge)","EPA 8270C","Benzo(k)fluoranthene","5600","10185805","NA"]
["Solid Waste/Contaminated Sites (Soil & Sludge)","EPA 8270E","Benzo(k)fluoranthene","5600","10242543","NA"]
["Solid Waste/Contaminated Sites (Soil & Sludge)","EPA 8310","Benzo(k)fluoranthene","5600","10187607","NA"]
["Solid Waste/Contaminated Sites (Soil & Sludge)","EPA 8270C","Benzo[b]fluoranthene","5585","10185805","NA"]
["Solid Waste/Contaminated Sites (Soil & Sludge)","EPA 8270E","Benzo[b]fluoranthene","5585","10242543","NA"]
["Solid Waste/Contaminated Sites (Soil & Sludge)","EPA 8310","Benzo[b]fluoranthene","5585","10187607","NA"]
["Solid Waste/Contaminated Sites (Soil & Sludge)","EPA 8270C","Benzyl alcohol","5630","10185805","NA"]
["Solid Waste/Contaminated Sites (Soil & Sludge)","EPA 8270E","Benzyl alcohol","5630","10242543","NA"]
["Solid Waste/Contaminated Sites (Soil & Sludge)","EPA 6010B","Beryllium","1020","\t10155609","NA"]
["Solid Waste/Contaminated Sites (Soil & Sludge)","EPA 6010C","Beryllium","1020","10155905","NA"]
["Solid Waste/Contaminated Sites (Soil & Sludge)","EPA 6010D","Beryllium","1020","10155950","NA"]
["Solid Waste/Contaminated Sites (Soil & Sludge)","EPA 6020A","Beryllium","1020","10156419","NA"]
["Solid Waste/Contaminated Sites (Soil & Sludge)","EPA 6020B","Beryllium","1020","10156420","NA"]
["Solid Waste/Contaminated Sites (Soil & Sludge)","EPA 7000B","Beryllium","1020","10157707","NA"]
["Solid Waste/Contaminated Sites (Soil & Sludge)","EPA 7010","Beryllium","1020","10157810","NA"]
["Solid Waste/Contaminated Sites (Soil & Sludge)","EPA 8081A","beta-BHC (beta-Hexachlorocyclohexane)","7115","10178606","NA"]
["Solid Waste/Contaminated Sites (Soil & Sludge)","EPA 8081B","beta-BHC (beta-Hexachlorocyclohexane)","7115","10178811","NA"]
["Solid Waste/Contaminated Sites (Soil & Sludge)","EPA 8270C","beta-BHC (beta-Hexachlorocyclohexane)","7115","10185805","NA"]
["Solid Waste/Contaminated Sites (Soil & Sludge)","EPA 8270E","beta-BHC (beta-Hexachlorocyclohexane)","7115","10242543","NA"]
["Solid Waste/Contaminated Sites (Soil & Sludge)","SM 5210 B-2011","Biochemical Oxygen Demand (BOD)","1530","20135266","NA"]
["Solid Waste/Contaminated Sites (Soil & Sludge)","SM 5210 B-2016","Biochemical Oxygen Demand (BOD)","1530","20135039","NA"]
["Solid Waste/Contaminated Sites (Soil & Sludge)","EPA 8270C","bis(2-Chloroethoxy)methane","5760","10185805","NA"]
["Solid Waste/Contaminated Sites (Soil & Sludge)","EPA 8270E","bis(2-Chloroethoxy)methane","5760","10242543","NA"]
["Solid Waste/Contaminated Sites (Soil & Sludge)","EPA 8270C","bis(2-Chloroethyl) ether","5765","10185805","NA"]
["Solid Waste/Contaminated Sites (Soil & Sludge)","EPA 8270E","bis(2-Chloroethyl) ether","5765","10242543","NA"]
["Solid Waste/Contaminated Sites (Soil & Sludge)","EPA 6010B","Boron","1025","\t10155609","NA"]
["Solid Waste/Contaminated Sites (Soil & Sludge)","EPA 6010C","Boron","1025","10155905","NA"]
["Solid Waste/Contaminated Sites (Soil & Sludge)","EPA 6010D","Boron","1025","10155950","NA"]
["Solid Waste/Contaminated Sites (Soil & Sludge)","EPA 6020A","Boron","1025","10156419","NA"]
["Solid Waste/Contaminated Sites (Soil & Sludge)","EPA 6020B","Boron","1025","10156420","NA"]
["Solid Waste/Contaminated Sites (Soil & Sludge)","EPA 8021B","Bromochloromethane","4390","10174819","NA"]
["Solid Waste/Contaminated Sites (Soil & Sludge)","EPA 8260B","Bromochloromethane","4390","10184802","NA"]
["Solid Waste/Contaminated Sites (Soil & Sludge)","EPA 8260D","Bromochloromethane","4390","10307127","NA"]
["Solid Waste/Contaminated Sites (Soil & Sludge)","EPA 8021B","Bromodichloromethane","4395","10174819","NA"]
["Solid Waste/Contaminated Sites (Soil & Sludge)","EPA 8260B","Bromodichloromethane","4395","10184802","NA"]
["Solid Waste/Contaminated Sites (Soil & Sludge)","EPA 8260D","Bromodichloromethane","4395","10307127","NA"]
["Solid Waste/Contaminated Sites (Soil & Sludge)","EPA 8021B","Bromoform","4400","10174819","NA"]
["Solid Waste/Contaminated Sites (Soil & Sludge)","EPA 8260B","Bromoform","4400","10184802","NA"]
["Solid Waste/Contaminated Sites (Soil & Sludge)","EPA 8260D","Bromoform","4400","10307127","NA"]
["Solid Waste/Contaminated Sites (Soil & Sludge)","EPA 8270C","Bromoxynil","7135","10185805","NA"]
["Solid Waste/Contaminated Sites (Soil & Sludge)","EPA 8270E","Bromoxynil","7135","10242543","NA"]
["Solid Waste/Contaminated Sites (Soil & Sludge)","EPA 8270C","Butyl benzyl phthalate","5670","10185805","NA"]
["Solid Waste/Contaminated Sites (Soil & Sludge)","EPA 8270E","Butyl benzyl phthalate","5670","10242543","NA"]
["Solid Waste/Contaminated Sites (Soil & Sludge)","EPA 8141","Butylate","7175","10181803","NA"]
["Solid Waste/Contaminated Sites (Soil & Sludge)","EPA 8141A","Butylate","7175","10182000","NA"]
["Solid Waste/Contaminated Sites (Soil & Sludge)","EPA 8141B","Butylate","7175","10182204","NA"]
["Solid Waste/Contaminated Sites (Soil & Sludge)","EPA 8270C","Butylate","7175","10185805","NA"]
["Solid Waste/Contaminated Sites (Soil & Sludge)","EPA 8270E","Butylate","7175","10242543","NA"]
["Solid Waste/Contaminated Sites (Soil & Sludge)","EPA 6010B","Cadmium","1030","\t10155609","NA"]
["Solid Waste/Contaminated Sites (Soil & Sludge)","EPA 6010C","Cadmium","1030","10155905","NA"]
["Solid Waste/Contaminated Sites (Soil & Sludge)","EPA 6010D","Cadmium","1030","10155950","NA"]
["Solid Waste/Contaminated Sites (Soil & Sludge)","EPA 6020A","Cadmium","1030","10156419","NA"]
["Solid Waste/Contaminated Sites (Soil & Sludge)","EPA 6020B","Cadmium","1030","10156420","NA"]
["Solid Waste/Contaminated Sites (Soil & Sludge)","EPA 7000B","Cadmium","1030","10157707","NA"]
["Solid Waste/Contaminated Sites (Soil & Sludge)","EPA 7010","Cadmium","1030","10157810","NA"]
["Solid Waste/Contaminated Sites (Soil & Sludge)","EPA 6010B","Calcium","1035","\t10155609","NA"]
["Solid Waste/Contaminated Sites (Soil & Sludge)","EPA 6010C","Calcium","1035","10155905","NA"]
["Solid Waste/Contaminated Sites (Soil & Sludge)","EPA 6010D","Calcium","1035","10155950","NA"]
["Solid Waste/Contaminated Sites (Soil & Sludge)","EPA 6020A","Calcium","1035","10156419","NA"]
["Solid Waste/Contaminated Sites (Soil & Sludge)","EPA 6020B","Calcium","1035","10156420","NA"]
["Solid Waste/Contaminated Sites (Soil & Sludge)","EPA 7000B","Calcium","1035","10157707","NA"]
["Solid Waste/Contaminated Sites (Soil & Sludge)","EPA 8270E","Carbaryl","7195","10242543","NA"]
["Solid Waste/Contaminated Sites (Soil & Sludge)","EPA 8270C","Carbazole","5680","10185805","NA"]
["Solid Waste/Contaminated Sites (Soil & Sludge)","EPA 8270E","Carbazole","5680","10242543","NA"]
["Solid Waste/Contaminated Sites (Soil & Sludge)","EPA 8141","Carbofuran (Furaden)","7205","10181803","NA"]
["Solid Waste/Contaminated Sites (Soil & Sludge)","EPA 8141A","Carbofuran (Furaden)","7205","10182000","NA"]
["Solid Waste/Contaminated Sites (Soil & Sludge)","EPA 8141B","Carbofuran (Furaden)","7205","10182204","NA"]
["Solid Waste/Contaminated Sites (Soil & Sludge)","EPA 8270C","Carbofuran (Furaden)","7205","10185805","NA"]
["Solid Waste/Contaminated Sites (Soil & Sludge)","EPA 8270E","Carbofuran (Furaden)","7205","10242543","NA"]
["Solid Waste/Contaminated Sites (Soil & Sludge)","EPA 8260B","Carbon disulfide ","4450","10184802","NA"]
["Solid Waste/Contaminated Sites (Soil & Sludge)","EPA 8260D","Carbon disulfide ","4450","10307127","NA"]
["Solid Waste/Contaminated Sites (Soil & Sludge)","EPA 8021B","Carbon Tetrachloride","4455","10174819","NA"]
["Solid Waste/Contaminated Sites (Soil & Sludge)","EPA 8260B","Carbon Tetrachloride","4455","10184802","NA"]
["Solid Waste/Contaminated Sites (Soil & Sludge)","EPA 8260D","Carbon Tetrachloride","4455","10307127","NA"]
["Solid Waste/Contaminated Sites (Soil & Sludge)","SM 5210 B-2016","Carbonaceous BOD (CBOD)","1555","20135039","NA"]
["Solid Waste/Contaminated Sites (Soil & Sludge)","EPA 410.4","Chemical Oxygen Demand (COD)","1565","10077404","NA"]
["Solid Waste/Contaminated Sites (Soil & Sludge)","HACH 8000","Chemical Oxygen Demand (COD)","1565","60003001","NA"]
["Solid Waste/Contaminated Sites (Soil & Sludge)","SM 5220 B-2011","Chemical Oxygen Demand (COD)","1565","20135391","NA"]
["Solid Waste/Contaminated Sites (Soil & Sludge)","SM 5220 C-2011","Chemical Oxygen Demand (COD)","1565","20136010","NA"]
["Solid Waste/Contaminated Sites (Soil & Sludge)","SM 5220 D-2011","Chemical Oxygen Demand (COD)","1565","20136816","NA"]
["Solid Waste/Contaminated Sites (Soil & Sludge)","EPA 8260B","Chloral Hydrate","4460","10184802","NA"]
["Solid Waste/Contaminated Sites (Soil & Sludge)","EPA 8260D","Chloral Hydrate","4460","10307127","NA"]
["Solid Waste/Contaminated Sites (Soil & Sludge)","EPA 8151A","Chloramben","8540","10183207","NA"]
["Solid Waste/Contaminated Sites (Soil & Sludge)","EPA 8081A","Chlordane (tech.)","7250","10178606","NA"]
["Solid Waste/Contaminated Sites (Soil & Sludge)","EPA 8081B","Chlordane (tech.)","7250","10178811","NA"]
["Solid Waste/Contaminated Sites (Soil & Sludge)","EPA 8270C","Chlordane (tech.)","7250","10185805","NA"]
["Solid Waste/Contaminated Sites (Soil & Sludge)","EPA 8270E","Chlordane (tech.)","7250","10242543","NA"]
["Solid Waste/Contaminated Sites (Soil & Sludge)","ASTM D512-99C","Chloride","1575","30001322","NA"]
["Solid Waste/Contaminated Sites (Soil & Sludge)","EPA 300.0","Chloride","1575","10053200","300.0"]
["Solid Waste/Contaminated Sites (Soil & Sludge)","EPA 9056A","Chloride","1575","10199607","NA"]
["Solid Waste/Contaminated Sites (Soil & Sludge)","EPA 9212","Chloride","1575","10206005","NA"]
["Solid Waste/Contaminated Sites (Soil & Sludge)","EPA 9250","Chloride","1575","10207202","NA"]
["Solid Waste/Contaminated Sites (Soil & Sludge)","EPA 9251","Chloride","1575","10207406","NA"]
["Solid Waste/Contaminated Sites (Soil & Sludge)","EPA 9253","Chloride","1575","10208001","NA"]
["Solid Waste/Contaminated Sites (Soil & Sludge)","EPA 8021B","Chlorobenzene","4475","10174819","NA"]
["Solid Waste/Contaminated Sites (Soil & Sludge)","EPA 8260B","Chlorobenzene","4475","10184802","NA"]
["Solid Waste/Contaminated Sites (Soil & Sludge)","EPA 8260D","Chlorobenzene","4475","10307127","NA"]
["Solid Waste/Contaminated Sites (Soil & Sludge)","EPA 8081A","Chlorobenzilate ","7260","10178606","NA"]
["Solid Waste/Contaminated Sites (Soil & Sludge)","EPA 8081B","Chlorobenzilate ","7260","10178811","NA"]
["Solid Waste/Contaminated Sites (Soil & Sludge)","EPA 8270C","Chlorobenzilate ","7260","10185805","NA"]
["Solid Waste/Contaminated Sites (Soil & Sludge)","EPA 8270E","Chlorobenzilate ","7260","10242543","NA"]
["Solid Waste/Contaminated Sites (Soil & Sludge)","EPA 8021B","Chlorodibromomethane","4575","10174819","NA"]
["Solid Waste/Contaminated Sites (Soil & Sludge)","EPA 8260B","Chlorodibromomethane","4575","10184802","NA"]
["Solid Waste/Contaminated Sites (Soil & Sludge)","EPA 8260D","Chlorodibromomethane","4575","10307127","NA"]
["Solid Waste/Contaminated Sites (Soil & Sludge)","EPA 8021B","Chloroethane (Ethyl chloride)","4485","10174819","NA"]
["Solid Waste/Contaminated Sites (Soil & Sludge)","EPA 8260B","Chloroethane (Ethyl chloride)","4485","10184802","NA"]
["Solid Waste/Contaminated Sites (Soil & Sludge)","EPA 8260D","Chloroethane (Ethyl chloride)","4485","10307127","NA"]
["Solid Waste/Contaminated Sites (Soil & Sludge)","EPA 8021B","Chloroform","4505","10174819","NA"]
["Solid Waste/Contaminated Sites (Soil & Sludge)","EPA 8260B","Chloroform","4505","10184802","NA"]
["Solid Waste/Contaminated Sites (Soil & Sludge)","EPA 8260D","Chloroform","4505","10307127","NA"]
["Solid Waste/Contaminated Sites (Soil & Sludge)","EPA 8141","Chlorpyrifos","7300","10181803","NA"]
["Solid Waste/Contaminated Sites (Soil & Sludge)","EPA 8141A","Chlorpyrifos","7300","10182000","NA"]
["Solid Waste/Contaminated Sites (Soil & Sludge)","EPA 8141B","Chlorpyrifos","7300","10182204","NA"]
["Solid Waste/Contaminated Sites (Soil & Sludge)","EPA 8270E","Chlorpyrifos","7300","10242543","NA"]
["Solid Waste/Contaminated Sites (Soil & Sludge)","EPA 6010B","Chromium (Total)","1040","\t10155609","NA"]
["Solid Waste/Contaminated Sites (Soil & Sludge)","EPA 7000B","Chromium (Total)","1040","10157707","NA"]
["Solid Waste/Contaminated Sites (Soil & Sludge)","EPA 7195","Chromium (VI)","1045","10162002","NA"]
["Solid Waste/Contaminated Sites (Soil & Sludge)","EPA 7196A","Chromium (VI)","1045","10162400","NA"]
["Solid Waste/Contaminated Sites (Soil & Sludge)","EPA 7197","Chromium (VI)","1045","10162604","NA"]
["Solid Waste/Contaminated Sites (Soil & Sludge)","EPA 7198","Chromium (VI)","1045","10162808","NA"]
["Solid Waste/Contaminated Sites (Soil & Sludge)","EPA 7199","Chromium (VI)","1045","10163005","NA"]
["Solid Waste/Contaminated Sites (Soil & Sludge)","EPA 8270C","Chrysene","5855","10185805","NA"]
["Solid Waste/Contaminated Sites (Soil & Sludge)","EPA 8270E","Chrysene","5855","10242543","NA"]
["Solid Waste/Contaminated Sites (Soil & Sludge)","EPA 8310","Chrysene","5855","10187607","NA"]
["Solid Waste/Contaminated Sites (Soil & Sludge)","EPA 8021B","cis-1,2-Dichloroethylene","4645","10174819","NA"]
["Solid Waste/Contaminated Sites (Soil & Sludge)","EPA 8260B","cis-1,2-Dichloroethylene","4645","10184802","NA"]
["Solid Waste/Contaminated Sites (Soil & Sludge)","EPA 8260D","cis-1,2-Dichloroethylene","4645","10307127","NA"]
["Solid Waste/Contaminated Sites (Soil & Sludge)","EPA 8021B","cis-1,3-Dichloropropene","4680","10174819","NA"]
["Solid Waste/Contaminated Sites (Soil & Sludge)","EPA 8260B","cis-1,3-Dichloropropene","4680","10184802","NA"]
["Solid Waste/Contaminated Sites (Soil & Sludge)","EPA 8260D","cis-1,3-Dichloropropene","4680","10307127","NA"]
["Solid Waste/Contaminated Sites (Soil & Sludge)","EPA 6010B","Cobalt","1050","\t10155609","NA"]
["Solid Waste/Contaminated Sites (Soil & Sludge)","EPA 6010C","Cobalt","1050","10155905","NA"]
["Solid Waste/Contaminated Sites (Soil & Sludge)","EPA 6010D","Cobalt","1050","10155950","NA"]
["Solid Waste/Contaminated Sites (Soil & Sludge)","EPA 6020A","Cobalt","1050","10156419","NA"]
["Solid Waste/Contaminated Sites (Soil & Sludge)","EPA 6020B","Cobalt","1050","10156420","NA"]
["Solid Waste/Contaminated Sites (Soil & Sludge)","EPA 7000B","Cobalt","1050","10157707","NA"]
["Solid Waste/Contaminated Sites (Soil & Sludge)","EPA 7010","Cobalt","1050","10157810","NA"]
["Solid Waste/Contaminated Sites (Soil & Sludge)","EPA 1050","Combustability","9349","10255002","NA"]
["Solid Waste/Contaminated Sites (Soil & Sludge)","EPA 9050A","Conductivity","1610","10198808","NA"]
["Solid Waste/Contaminated Sites (Soil & Sludge)","EPA 6010B","Copper","1055","\t10155609","NA"]
["Solid Waste/Contaminated Sites (Soil & Sludge)","EPA 6010C","Copper","1055","10155905","NA"]
["Solid Waste/Contaminated Sites (Soil & Sludge)","EPA 6010D","Copper","1055","10155950","NA"]
["Solid Waste/Contaminated Sites (Soil & Sludge)","EPA 6020A","Copper","1055","10156419","NA"]
["Solid Waste/Contaminated Sites (Soil & Sludge)","EPA 6020B","Copper","1055","10156420","NA"]
["Solid Waste/Contaminated Sites (Soil & Sludge)","EPA 7000B","Copper","1055","10157707","NA"]
["Solid Waste/Contaminated Sites (Soil & Sludge)","EPA 7010","Copper","1055","10157810","NA"]
["Solid Waste/Contaminated Sites (Soil & Sludge)","EPA 1110A","Corrosivity Toward Steel","1630","10235208","NA"]
["Solid Waste/Contaminated Sites (Soil & Sludge)","EPA 8021B","Cumene (Isopropylbenzene)","4900","10174819","NA"]
["Solid Waste/Contaminated Sites (Soil & Sludge)","EPA 8260B","Cumene (Isopropylbenzene)","4900","10184802","NA"]
["Solid Waste/Contaminated Sites (Soil & Sludge)","EPA 8260D","Cumene (Isopropylbenzene)","4900","10307127","NA"]
["Solid Waste/Contaminated Sites (Soil & Sludge)","EPA 8141","Cyanazine","7340","10181803","NA"]
["Solid Waste/Contaminated Sites (Soil & Sludge)","EPA 8141A","Cyanazine","7340","10182000","NA"]
["Solid Waste/Contaminated Sites (Soil & Sludge)","EPA 8141B","Cyanazine","7340","10182204","NA"]
["Solid Waste/Contaminated Sites (Soil & Sludge)","EPA 8270C","Cyanazine","7340","10185805","NA"]
["Solid Waste/Contaminated Sites (Soil & Sludge)","EPA 8270E","Cyanazine","7340","10242543","NA"]
["Solid Waste/Contaminated Sites (Soil & Sludge)","EPA 8151A","Dalapon","8555","10183207","NA"]
["Solid Waste/Contaminated Sites (Soil & Sludge)","EPA 8081A","delta-BHC (delta-Hexachlorocyclohexane)","7105","10178606","NA"]
["Solid Waste/Contaminated Sites (Soil & Sludge)","EPA 8081B","delta-BHC (delta-Hexachlorocyclohexane)","7105","10178811","NA"]
["Solid Waste/Contaminated Sites (Soil & Sludge)","EPA 8270C","delta-BHC (delta-Hexachlorocyclohexane)","7105","10185805","NA"]
["Solid Waste/Contaminated Sites (Soil & Sludge)","EPA 8270E","delta-BHC (delta-Hexachlorocyclohexane)","7105","10242543","NA"]
["Solid Waste/Contaminated Sites (Soil & Sludge)","EPA 8270C","Di(2-ethylhexyl) phthalate   (bis(2-Ethylhexyl)phthalate, DEHP)","6065","10185805","NA"]
["Solid Waste/Contaminated Sites (Soil & Sludge)","EPA 8270E","Di(2-ethylhexyl) phthalate   (bis(2-Ethylhexyl)phthalate, DEHP)","6065","10242543","NA"]
["Solid Waste/Contaminated Sites (Soil & Sludge)","EPA 8270C","Di-n-butyl phthalate","5925","10185805","NA"]
["Solid Waste/Contaminated Sites (Soil & Sludge)","EPA 8270E","Di-n-butyl phthalate","5925","10242543","NA"]
["Solid Waste/Contaminated Sites (Soil & Sludge)","EPA 8270C","Di-n-octyl phthalate","6200","10185805","NA"]
["Solid Waste/Contaminated Sites (Soil & Sludge)","EPA 8270E","Di-n-octyl phthalate","6200","10242543","NA"]
["Solid Waste/Contaminated Sites (Soil & Sludge)","EPA 8081A","Diallate","7405","10178606","NA"]
["Solid Waste/Contaminated Sites (Soil & Sludge)","EPA 8081B","Diallate","7405","10178811","NA"]
["Solid Waste/Contaminated Sites (Soil & Sludge)","EPA 8270C","Diallate","7405","10185805","NA"]
["Solid Waste/Contaminated Sites (Soil & Sludge)","EPA 8270E","Diallate","7405","10242543","NA"]
["Solid Waste/Contaminated Sites (Soil & Sludge)","EPA 8141A","Diazinon","7410","10182000","NA"]
["Solid Waste/Contaminated Sites (Soil & Sludge)","EPA 8141B","Diazinon","7410","10182204","NA"]
["Solid Waste/Contaminated Sites (Soil & Sludge)","EPA 8270C","Dibenz(a,h) anthracene","5895","10185805","NA"]
["Solid Waste/Contaminated Sites (Soil & Sludge)","EPA 8270E","Dibenz(a,h) anthracene","5895","10242543","NA"]
["Solid Waste/Contaminated Sites (Soil & Sludge)","EPA 8310","Dibenz(a,h) anthracene","5895","10187607","NA"]
["Solid Waste/Contaminated Sites (Soil & Sludge)","EPA 8270C","Dibenzofuran","5905","10185805","NA"]
["Solid Waste/Contaminated Sites (Soil & Sludge)","EPA 8270E","Dibenzofuran","5905","10242543","NA"]
["Solid Waste/Contaminated Sites (Soil & Sludge)","EPA 8021B","Dibromomethane (Methylene bromide) ","4595","10174819","NA"]
["Solid Waste/Contaminated Sites (Soil & Sludge)","EPA 8260B","Dibromomethane (Methylene bromide) ","4595","10184802","NA"]
["Solid Waste/Contaminated Sites (Soil & Sludge)","EPA 8260D","Dibromomethane (Methylene bromide) ","4595","10307127","NA"]
["Solid Waste/Contaminated Sites (Soil & Sludge)","EPA 8151A","Dicamba","8595","10183207","NA"]
["Solid Waste/Contaminated Sites (Soil & Sludge)","EPA 8021B","Dichlorodifluoromethane","4625","10174819","NA"]
["Solid Waste/Contaminated Sites (Soil & Sludge)","EPA 8260B","Dichlorodifluoromethane","4625","10184802","NA"]
["Solid Waste/Contaminated Sites (Soil & Sludge)","EPA 8260D","Dichlorodifluoromethane","4625","10307127","NA"]
["Solid Waste/Contaminated Sites (Soil & Sludge)","EPA 8151A","Dichlorophenoxybutyric acid (2,4-DB)","8560","10183207","NA"]
["Solid Waste/Contaminated Sites (Soil & Sludge)","EPA 8081A","Dieldrin","7470","10178606","NA"]
["Solid Waste/Contaminated Sites (Soil & Sludge)","EPA 8081B","Dieldrin","7470","10178811","NA"]
["Solid Waste/Contaminated Sites (Soil & Sludge)","EPA 8270C","Dieldrin","7470","10185805","NA"]
["Solid Waste/Contaminated Sites (Soil & Sludge)","EPA 8270E","Dieldrin","7470","10242543","NA"]
["Solid Waste/Contaminated Sites (Soil & Sludge)","EPA 8270C","Diethyl phthalate","6070","10185805","NA"]
["Solid Waste/Contaminated Sites (Soil & Sludge)","EPA 8270E","Diethyl phthalate","6070","10242543","NA"]
["Solid Waste/Contaminated Sites (Soil & Sludge)","EPA 8270C","Dimethenamid (Frontier)","7474","10185805","NA"]
["Solid Waste/Contaminated Sites (Soil & Sludge)","EPA 8270E","Dimethenamid (Frontier)","7474","10242543","NA"]
["Solid Waste/Contaminated Sites (Soil & Sludge)","EPA 8141","Dimethoate","7475","10181803","NA"]
["Solid Waste/Contaminated Sites (Soil & Sludge)","EPA 8141A","Dimethoate","7475","10182000","NA"]
["Solid Waste/Contaminated Sites (Soil & Sludge)","EPA 8141B","Dimethoate","7475","10182204","NA"]
["Solid Waste/Contaminated Sites (Soil & Sludge)","EPA 8270C","Dimethoate","7475","10185805","NA"]
["Solid Waste/Contaminated Sites (Soil & Sludge)","EPA 8270E","Dimethoate","7475","10242543","NA"]
["Solid Waste/Contaminated Sites (Soil & Sludge)","EPA 8270C","Dimethyl phthalate","6135","10185805","NA"]
["Solid Waste/Contaminated Sites (Soil & Sludge)","EPA 8270E","Dimethyl phthalate","6135","10242543","NA"]
["Solid Waste/Contaminated Sites (Soil & Sludge)","EPA 8151A","Dinoseb (2-sec-butyl-4,6-dinitrophenol, DNBP)","8620","10183207","NA"]
["Solid Waste/Contaminated Sites (Soil & Sludge)","EPA 8270C","Dinoseb (2-sec-butyl-4,6-dinitrophenol, DNBP)","8620","10185805","NA"]
["Solid Waste/Contaminated Sites (Soil & Sludge)","EPA 8270E","Dinoseb (2-sec-butyl-4,6-dinitrophenol, DNBP)","8620","10242543","NA"]
["Solid Waste/Contaminated Sites (Soil & Sludge)","EPA 8270C","Diphenylamine","6205","10185805","NA"]
["Solid Waste/Contaminated Sites (Soil & Sludge)","EPA 8270E","Diphenylamine","6205","10242543","NA"]
["Solid Waste/Contaminated Sites (Soil & Sludge)","EPA 8141","Disulfoton","8625","10181803","NA"]
["Solid Waste/Contaminated Sites (Soil & Sludge)","EPA 8141A","Disulfoton","8625","10182000","NA"]
["Solid Waste/Contaminated Sites (Soil & Sludge)","EPA 8141B","Disulfoton","8625","10182204","NA"]
["Solid Waste/Contaminated Sites (Soil & Sludge)","EPA 8270C","Disulfoton","8625","10185805","NA"]
["Solid Waste/Contaminated Sites (Soil & Sludge)","EPA 8270E","Disulfoton","8625","10242543","NA"]
["Solid Waste/Contaminated Sites (Soil & Sludge)","EPA 8081A","Endosulfan I","7510","10178606","NA"]
["Solid Waste/Contaminated Sites (Soil & Sludge)","EPA 8081B","Endosulfan I","7510","10178811","NA"]
["Solid Waste/Contaminated Sites (Soil & Sludge)","EPA 8270C","Endosulfan I","7510","10185805","NA"]
["Solid Waste/Contaminated Sites (Soil & Sludge)","EPA 8270E","Endosulfan I","7510","10242543","NA"]
["Solid Waste/Contaminated Sites (Soil & Sludge)","EPA 8081A","Endosulfan II","7515","10178606","NA"]
["Solid Waste/Contaminated Sites (Soil & Sludge)","EPA 8081B","Endosulfan II","7515","10178811","NA"]
["Solid Waste/Contaminated Sites (Soil & Sludge)","EPA 8270C","Endosulfan II","7515","10185805","NA"]
["Solid Waste/Contaminated Sites (Soil & Sludge)","EPA 8270E","Endosulfan II","7515","10242543","NA"]
["Solid Waste/Contaminated Sites (Soil & Sludge)","EPA 8081A","Endosulfan sulfate","7520","10178606","NA"]
["Solid Waste/Contaminated Sites (Soil & Sludge)","EPA 8081B","Endosulfan sulfate","7520","10178811","NA"]
["Solid Waste/Contaminated Sites (Soil & Sludge)","EPA 8270C","Endosulfan sulfate","7520","10185805","NA"]
["Solid Waste/Contaminated Sites (Soil & Sludge)","EPA 8270E","Endosulfan sulfate","7520","10242543","NA"]
["Solid Waste/Contaminated Sites (Soil & Sludge)","EPA 8081A","Endrin","7540","10178606","NA"]
["Solid Waste/Contaminated Sites (Soil & Sludge)","EPA 8081B","Endrin","7540","10178811","NA"]
["Solid Waste/Contaminated Sites (Soil & Sludge)","EPA 8270C","Endrin","7540","10185805","NA"]
["Solid Waste/Contaminated Sites (Soil & Sludge)","EPA 8270E","Endrin","7540","10242543","NA"]
["Solid Waste/Contaminated Sites (Soil & Sludge)","EPA 8081A","Endrin aldehyde","7530","10178606","NA"]
["Solid Waste/Contaminated Sites (Soil & Sludge)","EPA 8081B","Endrin aldehyde","7530","10178811","NA"]
["Solid Waste/Contaminated Sites (Soil & Sludge)","EPA 8270C","Endrin aldehyde","7530","10185805","NA"]
["Solid Waste/Contaminated Sites (Soil & Sludge)","EPA 8270E","Endrin aldehyde","7530","10242543","NA"]
["Solid Waste/Contaminated Sites (Soil & Sludge)","EPA 8015B","Ethanol","4750","10173601","NA"]
["Solid Waste/Contaminated Sites (Soil & Sludge)","EPA 8015C","Ethanol","4750","10173816","NA"]
["Solid Waste/Contaminated Sites (Soil & Sludge)","EPA 8260B","Ethanol","4750","10184802","NA"]
["Solid Waste/Contaminated Sites (Soil & Sludge)","EPA 8260D","Ethanol","4750","10307127","NA"]
["Solid Waste/Contaminated Sites (Soil & Sludge)","EPA 8270C","Ethyl methanesulfonate","6260","10185805","NA"]
["Solid Waste/Contaminated Sites (Soil & Sludge)","EPA 8270E","Ethyl methanesulfonate","6260","10242543","NA"]
["Solid Waste/Contaminated Sites (Soil & Sludge)","EPA 8015C","Ethylbenzene","4765","10173816","NA"]
["Solid Waste/Contaminated Sites (Soil & Sludge)","EPA 8021B","Ethylbenzene","4765","10174819","NA"]
["Solid Waste/Contaminated Sites (Soil & Sludge)","EPA 8260B","Ethylbenzene","4765","10184802","NA"]
["Solid Waste/Contaminated Sites (Soil & Sludge)","EPA 8260D","Ethylbenzene","4765","10307127","NA"]
["Solid Waste/Contaminated Sites (Soil & Sludge)","Iowa OA-1","Ethylbenzene","4765","90013802","NA"]
["Solid Waste/Contaminated Sites (Soil & Sludge)","EPA 8015B","Ethylene glycol","4785","10173601","NA"]
["Solid Waste/Contaminated Sites (Soil & Sludge)","EPA 8015C","Ethylene glycol","4785","10173816","NA"]
["Solid Waste/Contaminated Sites (Soil & Sludge)","EPA 8141A","Famphur","7580","10182000","NA"]
["Solid Waste/Contaminated Sites (Soil & Sludge)","EPA 8141B","Famphur","7580","10182204","NA"]
["Solid Waste/Contaminated Sites (Soil & Sludge)","EPA 8270C","Famphur","7580","10185805","NA"]
["Solid Waste/Contaminated Sites (Soil & Sludge)","EPA 8270E","Famphur","7580","10242543","NA"]
["Solid Waste/Contaminated Sites (Soil & Sludge)","EPA 1010B","Flashpoint","6117","10234830","NA"]
["Solid Waste/Contaminated Sites (Soil & Sludge)","EPA 1020C","Flashpoint","6117","10117154","NA"]
["Solid Waste/Contaminated Sites (Soil & Sludge)","EPA 8270C","Fluoranthene","6265","10185805","NA"]
["Solid Waste/Contaminated Sites (Soil & Sludge)","EPA 8270E","Fluoranthene","6265","10242543","NA"]
["Solid Waste/Contaminated Sites (Soil & Sludge)","EPA 8310","Fluoranthene","6265","10187607","NA"]
["Solid Waste/Contaminated Sites (Soil & Sludge)","EPA 8270C","Fluorene","6270","10185805","NA"]
["Solid Waste/Contaminated Sites (Soil & Sludge)","EPA 8270E","Fluorene","6270","10242543","NA"]
["Solid Waste/Contaminated Sites (Soil & Sludge)","EPA 8310","Fluorene","6270","10187607","NA"]
["Solid Waste/Contaminated Sites (Soil & Sludge)","EPA 300.0","Fluoride","1730","10053200","300.0"]
["Solid Waste/Contaminated Sites (Soil & Sludge)","EPA 9056A","Fluoride","1730","10199607","NA"]
["Solid Waste/Contaminated Sites (Soil & Sludge)","epa 9214","Fluoride","1730","10206403","NA"]
["Solid Waste/Contaminated Sites (Soil & Sludge)","EPA 8141","Fonofos","7640","10181803","NA"]
["Solid Waste/Contaminated Sites (Soil & Sludge)","EPA 8141A","Fonofos","7640","10182000","NA"]
["Solid Waste/Contaminated Sites (Soil & Sludge)","EPA 8141B","Fonofos","7640","10182204","NA"]
["Solid Waste/Contaminated Sites (Soil & Sludge)","EPA 8270C","Fonofos","7640","10185805","NA"]
["Solid Waste/Contaminated Sites (Soil & Sludge)","EPA 8270E","Fonofos","7640","10242543","NA"]
["Solid Waste/Contaminated Sites (Soil & Sludge)","EPA 8315A","Formaldehyde","4815","10188008","NA"]
["Solid Waste/Contaminated Sites (Soil & Sludge)","EPA 8081A","gamma-BHC (Lindane, gamma-Hexachlorocyclohexane)","7120","10178606","NA"]
["Solid Waste/Contaminated Sites (Soil & Sludge)","EPA 8081B","gamma-BHC (Lindane, gamma-Hexachlorocyclohexane)","7120","10178811","NA"]
["Solid Waste/Contaminated Sites (Soil & Sludge)","EPA 8270E","gamma-BHC (Lindane, gamma-Hexachlorocyclohexane)","7120","10242543","NA"]
["Solid Waste/Contaminated Sites (Soil & Sludge)","EPA 8081A","Heptachlor","7685","10178606","NA"]
["Solid Waste/Contaminated Sites (Soil & Sludge)","EPA 8081B","Heptachlor","7685","10178811","NA"]
["Solid Waste/Contaminated Sites (Soil & Sludge)","EPA 8270C","Heptachlor","7685","10185805","NA"]
["Solid Waste/Contaminated Sites (Soil & Sludge)","EPA 8270E","Heptachlor","7685","10242543","NA"]
["Solid Waste/Contaminated Sites (Soil & Sludge)","EPA 8081A","Heptachlor epoxide","7690","10178606","NA"]
["Solid Waste/Contaminated Sites (Soil & Sludge)","EPA 8081B","Heptachlor epoxide","7690","10178811","NA"]
["Solid Waste/Contaminated Sites (Soil & Sludge)","EPA 8270C","Heptachlor epoxide","7690","10185805","NA"]
["Solid Waste/Contaminated Sites (Soil & Sludge)","EPA 8270E","Heptachlor epoxide","7690","10242543","NA"]
["Solid Waste/Contaminated Sites (Soil & Sludge)","EPA 8081A","Hexachlorobenzene","6275","10178606","NA"]
["Solid Waste/Contaminated Sites (Soil & Sludge)","EPA 8081B","Hexachlorobenzene","6275","10178811","NA"]
["Solid Waste/Contaminated Sites (Soil & Sludge)","EPA 8270C","Hexachlorobenzene","6275","10185805","NA"]
["Solid Waste/Contaminated Sites (Soil & Sludge)","EPA 8270E","Hexachlorobenzene","6275","10242543","NA"]
["Solid Waste/Contaminated Sites (Soil & Sludge)","EPA 8260B","Hexachlorobutadiene","4835","10184802","NA"]
["Solid Waste/Contaminated Sites (Soil & Sludge)","EPA 8260D","Hexachlorobutadiene","4835","10307127","NA"]
["Solid Waste/Contaminated Sites (Soil & Sludge)","EPA 8270C","Hexachlorobutadiene","4835","10185805","NA"]
["Solid Waste/Contaminated Sites (Soil & Sludge)","EPA 8270E","Hexachlorobutadiene","4835","10242543","NA"]
["Solid Waste/Contaminated Sites (Soil & Sludge)","EPA 8081A","Hexachlorocyclopentadiene","6285","10178606","NA"]
["Solid Waste/Contaminated Sites (Soil & Sludge)","EPA 8081B","Hexachlorocyclopentadiene","6285","10178811","NA"]
["Solid Waste/Contaminated Sites (Soil & Sludge)","EPA 8270C","Hexachlorocyclopentadiene","6285","10185805","NA"]
["Solid Waste/Contaminated Sites (Soil & Sludge)","EPA 8270E","Hexachlorocyclopentadiene","6285","10242543","NA"]
["Solid Waste/Contaminated Sites (Soil & Sludge)","EPA 8260B","Hexachloroethane","4840","10184802","NA"]
["Solid Waste/Contaminated Sites (Soil & Sludge)","EPA 8260D","Hexachloroethane","4840","10307127","NA"]
["Solid Waste/Contaminated Sites (Soil & Sludge)","EPA 8270C","Hexachloroethane","4840","10185805","NA"]
["Solid Waste/Contaminated Sites (Soil & Sludge)","EPA 8270E","Hexachloroethane","4840","10242543","NA"]
["Solid Waste/Contaminated Sites (Soil & Sludge)","EPA 8270C","Hexachloropropene","6295","10185805","NA"]
["Solid Waste/Contaminated Sites (Soil & Sludge)","EPA 8270E","Hexachloropropene","6295","10242543","NA"]
["Solid Waste/Contaminated Sites (Soil & Sludge)","EPA 1633 -  Jan 24","Hexafluoropropylene oxide dimer acid (HFPO-DA)","9460","10123463","NA"]
["Solid Waste/Contaminated Sites (Soil & Sludge)","EPA 1030","Ignitability","1780","10117212","NA"]
["Solid Waste/Contaminated Sites (Soil & Sludge)","EPA 8270C","Indeno(1,2,3-cd) pyrene","6315","10185805","NA"]
["Solid Waste/Contaminated Sites (Soil & Sludge)","EPA 8270E","Indeno(1,2,3-cd) pyrene","6315","10242543","NA"]
["Solid Waste/Contaminated Sites (Soil & Sludge)","EPA 8310","Indeno(1,2,3-cd) pyrene","6315","10187607","NA"]
["Solid Waste/Contaminated Sites (Soil & Sludge)","EPA 8260B","Iodomethane (Methyl iodide) ","4870","10184802","NA"]
["Solid Waste/Contaminated Sites (Soil & Sludge)","EPA 8260D","Iodomethane (Methyl iodide) ","4870","10307127","NA"]
["Solid Waste/Contaminated Sites (Soil & Sludge)","EPA 6010B","Iron","1070","\t10155609","NA"]
["Solid Waste/Contaminated Sites (Soil & Sludge)","EPA 6010C","Iron","1070","10155905","NA"]
["Solid Waste/Contaminated Sites (Soil & Sludge)","EPA 6010D","Iron","1070","10155950","NA"]
["Solid Waste/Contaminated Sites (Soil & Sludge)","EPA 6020A","Iron","1070","10156419","NA"]
["Solid Waste/Contaminated Sites (Soil & Sludge)","EPA 6020B","Iron","1070","10156420","NA"]
["Solid Waste/Contaminated Sites (Soil & Sludge)","EPA 7000B","Iron","1070","10157707","NA"]
["Solid Waste/Contaminated Sites (Soil & Sludge)","EPA 7010","Iron","1070","10157810","NA"]
["Solid Waste/Contaminated Sites (Soil & Sludge)","EPA 8015B","Isobutyl alcohol (2-Methyl-1-propanol)","4875","10173601","NA"]
["Solid Waste/Contaminated Sites (Soil & Sludge)","EPA 8015C","Isobutyl alcohol (2-Methyl-1-propanol)","4875","10173816","NA"]
["Solid Waste/Contaminated Sites (Soil & Sludge)","EPA 8260B","Isobutyl alcohol (2-Methyl-1-propanol)","4875","10184802","NA"]
["Solid Waste/Contaminated Sites (Soil & Sludge)","EPA 8260D","Isobutyl alcohol (2-Methyl-1-propanol)","4875","10307127","NA"]
["Solid Waste/Contaminated Sites (Soil & Sludge)","EPA 8081A","Isodrin","7725","10178606","NA"]
["Solid Waste/Contaminated Sites (Soil & Sludge)","EPA 8081B","Isodrin","7725","10178811","NA"]
["Solid Waste/Contaminated Sites (Soil & Sludge)","EPA 8270C","Isodrin","7725","10185805","NA"]
["Solid Waste/Contaminated Sites (Soil & Sludge)","EPA 8270E","Isodrin","7725","10242543","NA"]
["Solid Waste/Contaminated Sites (Soil & Sludge)","EPA 8270C","Isophorone","6320","10185805","NA"]
["Solid Waste/Contaminated Sites (Soil & Sludge)","EPA 8270E","Isophorone","6320","10242543","NA"]
["Solid Waste/Contaminated Sites (Soil & Sludge)","EPA 8270C","Isosafrole","6325","10185805","NA"]
["Solid Waste/Contaminated Sites (Soil & Sludge)","EPA 8270E","Isosafrole","6325","10242543","NA"]
["Solid Waste/Contaminated Sites (Soil & Sludge)","EPA 8270C","Kepone","7740","10185805","NA"]
["Solid Waste/Contaminated Sites (Soil & Sludge)","EPA 8270E","Kepone","7740","10242543","NA"]
["Solid Waste/Contaminated Sites (Soil & Sludge)","EPA 6010B","Lead","1075","\t10155609","NA"]
["Solid Waste/Contaminated Sites (Soil & Sludge)","EPA 6010C","Lead","1075","10155905","NA"]
["Solid Waste/Contaminated Sites (Soil & Sludge)","EPA 6010D","Lead","1075","10155950","NA"]
["Solid Waste/Contaminated Sites (Soil & Sludge)","EPA 6020A","Lead","1075","10156419","NA"]
["Solid Waste/Contaminated Sites (Soil & Sludge)","EPA 6020B","Lead","1075","10156420","NA"]
["Solid Waste/Contaminated Sites (Soil & Sludge)","EPA 7000B","Lead","1075","10157707","NA"]
["Solid Waste/Contaminated Sites (Soil & Sludge)","EPA 7010","Lead","1075","10157810","NA"]
["Solid Waste/Contaminated Sites (Soil & Sludge)","EPA 6010B","Lithium","1080","\t10155609","NA"]
["Solid Waste/Contaminated Sites (Soil & Sludge)","EPA 6010C","Lithium","1080","10155905","NA"]
["Solid Waste/Contaminated Sites (Soil & Sludge)","EPA 6010D","Lithium","1080","10155950","NA"]
["Solid Waste/Contaminated Sites (Soil & Sludge)","EPA 7000B","Lithium","1080","10157707","NA"]
["Solid Waste/Contaminated Sites (Soil & Sludge)","EPA 6010B","Magnesium","1085","\t10155609","NA"]
["Solid Waste/Contaminated Sites (Soil & Sludge)","EPA 6010C","Magnesium","1085","10155905","NA"]
["Solid Waste/Contaminated Sites (Soil & Sludge)","EPA 6010D","Magnesium","1085","10155950","NA"]
["Solid Waste/Contaminated Sites (Soil & Sludge)","EPA 6020A","Magnesium","1085","10156419","NA"]
["Solid Waste/Contaminated Sites (Soil & Sludge)","EPA 6020B","Magnesium","1085","10156420","NA"]
["Solid Waste/Contaminated Sites (Soil & Sludge)","EPA 7000B","Magnesium","1085","10157707","NA"]
["Solid Waste/Contaminated Sites (Soil & Sludge)","EPA 8141A","Malathion","7770","10182000","NA"]
["Solid Waste/Contaminated Sites (Soil & Sludge)","EPA 8141B","Malathion","7770","10182204","NA"]
["Solid Waste/Contaminated Sites (Soil & Sludge)","EPA 8270C","Malathion","7770","10185805","NA"]
["Solid Waste/Contaminated Sites (Soil & Sludge)","EPA 8270E","Malathion","7770","10242543","NA"]
["Solid Waste/Contaminated Sites (Soil & Sludge)","EPA 6010B","Manganese","1090","\t10155609","NA"]
["Solid Waste/Contaminated Sites (Soil & Sludge)","EPA 6010C","Manganese","1090","10155905","NA"]
["Solid Waste/Contaminated Sites (Soil & Sludge)","EPA 6010D","Manganese","1090","10155950","NA"]
["Solid Waste/Contaminated Sites (Soil & Sludge)","EPA 6020A","Manganese","1090","10156419","NA"]
["Solid Waste/Contaminated Sites (Soil & Sludge)","EPA 6020B","Manganese","1090","10156420","NA"]
["Solid Waste/Contaminated Sites (Soil & Sludge)","EPA 7000B","Manganese","1090","10157707","NA"]
["Solid Waste/Contaminated Sites (Soil & Sludge)","EPA 7010","Manganese","1090","10157810","NA"]
["Solid Waste/Contaminated Sites (Soil & Sludge)","EPA 6010C","Mercury","1095","10155905","NA"]
["Solid Waste/Contaminated Sites (Soil & Sludge)","EPA 6020A","Mercury","1095","10156419","NA"]
["Solid Waste/Contaminated Sites (Soil & Sludge)","EPA 6020B","Mercury","1095","10156420","NA"]
["Solid Waste/Contaminated Sites (Soil & Sludge)","EPA 7471B","Mercury","1095","10166457","NA"]
["Solid Waste/Contaminated Sites (Soil & Sludge)","EPA 8260B","Methacrylonitrile","4925","10184802","NA"]
["Solid Waste/Contaminated Sites (Soil & Sludge)","EPA 8260D","Methacrylonitrile","4925","10307127","NA"]
["Solid Waste/Contaminated Sites (Soil & Sludge)","EPA 8270C","Methapyrilene","6345","10185805","NA"]
["Solid Waste/Contaminated Sites (Soil & Sludge)","EPA 8270E","Methapyrilene","6345","10242543","NA"]
["Solid Waste/Contaminated Sites (Soil & Sludge)","EPA 8081A","Methoxychlor","7810","10178606","NA"]
["Solid Waste/Contaminated Sites (Soil & Sludge)","EPA 8081B","Methoxychlor","7810","10178811","NA"]
["Solid Waste/Contaminated Sites (Soil & Sludge)","EPA 8270C","Methoxychlor","7810","10185805","NA"]
["Solid Waste/Contaminated Sites (Soil & Sludge)","EPA 8270E","Methoxychlor","7810","10242543","NA"]
["Solid Waste/Contaminated Sites (Soil & Sludge)","EPA 8260B","Methyl bromide (Bromomethane)","4950","10184802","NA"]
["Solid Waste/Contaminated Sites (Soil & Sludge)","EPA 8260D","Methyl bromide (Bromomethane)","4950","10307127","NA"]
["Solid Waste/Contaminated Sites (Soil & Sludge)","EPA 8021B","Methyl chloride (Chloromethane)","4960","10174819","NA"]
["Solid Waste/Contaminated Sites (Soil & Sludge)","EPA 8260B","Methyl chloride (Chloromethane)","4960","10184802","NA"]
["Solid Waste/Contaminated Sites (Soil & Sludge)","EPA 8260D","Methyl chloride (Chloromethane)","4960","10307127","NA"]
["Solid Waste/Contaminated Sites (Soil & Sludge)","EPA 8260B","Methyl methacrylate","4990","10184802","NA"]
["Solid Waste/Contaminated Sites (Soil & Sludge)","EPA 8260D","Methyl methacrylate","4990","10307127","NA"]
["Solid Waste/Contaminated Sites (Soil & Sludge)","EPA 8270C","Methyl methanesulfonate","6375","10185805","NA"]
["Solid Waste/Contaminated Sites (Soil & Sludge)","EPA 8270E","Methyl methanesulfonate","6375","10242543","NA"]
["Solid Waste/Contaminated Sites (Soil & Sludge)","EPA 8141A","Methyl Parathion","7825","10182000","NA"]
["Solid Waste/Contaminated Sites (Soil & Sludge)","EPA 8270C","Methyl Parathion","7825","10185805","NA"]
["Solid Waste/Contaminated Sites (Soil & Sludge)","EPA 8270E","Methyl Parathion","7825","10242543","NA"]
["Solid Waste/Contaminated Sites (Soil & Sludge)","EPA 8260B","Methyl tert-butyl ether (MTBE)","5000","10184802","NA"]
["Solid Waste/Contaminated Sites (Soil & Sludge)","EPA 8260D","Methyl tert-butyl ether (MTBE)","5000","10307127","NA"]
["Solid Waste/Contaminated Sites (Soil & Sludge)","EPA 8151A","Methyl-4-chlorophenoxyacetic acid (MCPA)","7775","10183207","NA"]
["Solid Waste/Contaminated Sites (Soil & Sludge)","EPA 8021B","Methylene chloride (Dichloromethane)","4975","10174819","NA"]
["Solid Waste/Contaminated Sites (Soil & Sludge)","EPA 8260B","Methylene chloride (Dichloromethane)","4975","10184802","NA"]
["Solid Waste/Contaminated Sites (Soil & Sludge)","EPA 8260D","Methylene chloride (Dichloromethane)","4975","10307127","NA"]
["Solid Waste/Contaminated Sites (Soil & Sludge)","EPA 8141","Metolachlor","7835","10181803","NA"]
["Solid Waste/Contaminated Sites (Soil & Sludge)","EPA 8141A","Metolachlor","7835","10182000","NA"]
["Solid Waste/Contaminated Sites (Soil & Sludge)","EPA 8141B","Metolachlor","7835","10182204","NA"]
["Solid Waste/Contaminated Sites (Soil & Sludge)","EPA 8270E","Metolachlor","7835","10242543","NA"]
["Solid Waste/Contaminated Sites (Soil & Sludge)","EPA 8141","Metribuzin","7845","10181803","NA"]
["Solid Waste/Contaminated Sites (Soil & Sludge)","EPA 8141A","Metribuzin","7845","10182000","NA"]
["Solid Waste/Contaminated Sites (Soil & Sludge)","EPA 8141B","Metribuzin","7845","10182204","NA"]
["Solid Waste/Contaminated Sites (Soil & Sludge)","EPA 8270C","Metribuzin","7845","10185805","NA"]
["Solid Waste/Contaminated Sites (Soil & Sludge)","EPA 8270E","Metribuzin","7845","10242543","NA"]
["Solid Waste/Contaminated Sites (Soil & Sludge)","EPA 6010B","Molybdenum","1100","\t10155609","NA"]
["Solid Waste/Contaminated Sites (Soil & Sludge)","EPA 6010C","Molybdenum","1100","10155905","NA"]
["Solid Waste/Contaminated Sites (Soil & Sludge)","EPA 6010D","Molybdenum","1100","10155950","NA"]
["Solid Waste/Contaminated Sites (Soil & Sludge)","EPA 6020A","Molybdenum","1100","10156419","NA"]
["Solid Waste/Contaminated Sites (Soil & Sludge)","EPA 6020B","Molybdenum","1100","10156420","NA"]
["Solid Waste/Contaminated Sites (Soil & Sludge)","EPA 7000B","Molybdenum","1100","10157707","NA"]
["Solid Waste/Contaminated Sites (Soil & Sludge)","EPA 7010","Molybdenum","1100","10157810","NA"]
["Solid Waste/Contaminated Sites (Soil & Sludge)","EPA 1320","Multiple Extraction Procedure","1382","10119207","NA"]
["Solid Waste/Contaminated Sites (Soil & Sludge)","EPA 8021B","n-Butylbenzene","4435","10174819","NA"]
["Solid Waste/Contaminated Sites (Soil & Sludge)","EPA 8260B","n-Butylbenzene","4435","10184802","NA"]
["Solid Waste/Contaminated Sites (Soil & Sludge)","EPA 8260D","n-Butylbenzene","4435","10307127","NA"]
["Solid Waste/Contaminated Sites (Soil & Sludge)","EPA 1633 -  Jan 24","N-ethyl perfluorooctanesulfonamidoacetic acid (NEtFOSAA)","4846","10123463","NA"]
["Solid Waste/Contaminated Sites (Soil & Sludge)","EPA 1633 -  Jan 24","N-Ethylperfluorooctane sulfonamide (EtFOSAm)","9395","10123463","NA"]
["Solid Waste/Contaminated Sites (Soil & Sludge)","EPA 1633 -  Jan 24","N-Ethylperfluorooctane sulfonamido ethanol (EtFOSE)","9431","10123463","NA"]
["Solid Waste/Contaminated Sites (Soil & Sludge)","EPA 9071B","n-Hexane Extractable Material (O&G)","1803","10201806","NA"]
["Solid Waste/Contaminated Sites (Soil & Sludge)","EPA 1633 -  Jan 24","N-methyl perfluorooctanesulfonamidoacetic acid (NMeFOSAA)","4847","10123463","NA"]
["Solid Waste/Contaminated Sites (Soil & Sludge)","EPA 1633 -  Jan 24","N-Methylperfluorooctane sulfonamide (MeFOSA)","9433","10123463","NA"]
["Solid Waste/Contaminated Sites (Soil & Sludge)","EPA 1633 -  Jan 24","N-Methylperfluorooctane sulfonamido ethanol (MeFOSE)","6949","10123463","NA"]
["Solid Waste/Contaminated Sites (Soil & Sludge)","EPA 8270C","n-Nitroso-di-n-butylamine","5025","10185805","NA"]
["Solid Waste/Contaminated Sites (Soil & Sludge)","EPA 8270E","n-Nitroso-di-n-butylamine","5025","10242543","NA"]
["Solid Waste/Contaminated Sites (Soil & Sludge)","EPA 8270C","n-Nitrosodi-n-propylamine","6545","10185805","NA"]
["Solid Waste/Contaminated Sites (Soil & Sludge)","EPA 8270E","n-Nitrosodi-n-propylamine","6545","10242543","NA"]
["Solid Waste/Contaminated Sites (Soil & Sludge)","EPA 8270C","n-Nitrosodiethylamine","6525","10185805","NA"]
["Solid Waste/Contaminated Sites (Soil & Sludge)","EPA 8270E","n-Nitrosodiethylamine","6525","10242543","NA"]
["Solid Waste/Contaminated Sites (Soil & Sludge)","EPA 8270C","n-Nitrosodimethylamine","6530","10185805","NA"]
["Solid Waste/Contaminated Sites (Soil & Sludge)","EPA 8270E","n-Nitrosodimethylamine","6530","10242543","NA"]
["Solid Waste/Contaminated Sites (Soil & Sludge)","EPA 8270C","n-Nitrosodiphenylamine","6535","10185805","NA"]
["Solid Waste/Contaminated Sites (Soil & Sludge)","EPA 8270E","n-Nitrosodiphenylamine","6535","10242543","NA"]
["Solid Waste/Contaminated Sites (Soil & Sludge)","EPA 8270C","n-Nitrosomethylethalamine","6550","10185805","NA"]
["Solid Waste/Contaminated Sites (Soil & Sludge)","EPA 8270E","n-Nitrosomethylethalamine","6550","10242543","NA"]
["Solid Waste/Contaminated Sites (Soil & Sludge)","EPA 8270C","n-Nitrosopiperidine","6560","10185805","NA"]
["Solid Waste/Contaminated Sites (Soil & Sludge)","EPA 8270E","n-Nitrosopiperidine","6560","10242543","NA"]
["Solid Waste/Contaminated Sites (Soil & Sludge)","EPA 8270C","n-Nitrosopyrrolidine","6565","10185805","NA"]
["Solid Waste/Contaminated Sites (Soil & Sludge)","EPA 8270E","n-Nitrosopyrrolidine","6565","10242543","NA"]
["Solid Waste/Contaminated Sites (Soil & Sludge)","EPA 8021B","n-Propylbenzene","5090","10174819","NA"]
["Solid Waste/Contaminated Sites (Soil & Sludge)","EPA 8260B","n-Propylbenzene","5090","10184802","NA"]
["Solid Waste/Contaminated Sites (Soil & Sludge)","EPA 8260D","n-Propylbenzene","5090","10307127","NA"]
["Solid Waste/Contaminated Sites (Soil & Sludge)","EPA 8260B","Naphthalene","5005","10184802","NA"]
["Solid Waste/Contaminated Sites (Soil & Sludge)","EPA 8260D","Naphthalene","5005","10307127","NA"]
["Solid Waste/Contaminated Sites (Soil & Sludge)","EPA 8270C","Naphthalene","5005","10185805","NA"]
["Solid Waste/Contaminated Sites (Soil & Sludge)","EPA 8270E","Naphthalene","5005","10242543","NA"]
["Solid Waste/Contaminated Sites (Soil & Sludge)","EPA 8310","Naphthalene","5005","10187607","NA"]
["Solid Waste/Contaminated Sites (Soil & Sludge)","EPA 6010B","Nickel","1105","\t10155609","NA"]
["Solid Waste/Contaminated Sites (Soil & Sludge)","EPA 6010C","Nickel","1105","10155905","NA"]
["Solid Waste/Contaminated Sites (Soil & Sludge)","EPA 6010D","Nickel","1105","10155950","NA"]
["Solid Waste/Contaminated Sites (Soil & Sludge)","EPA 6020A","Nickel","1105","10156419","NA"]
["Solid Waste/Contaminated Sites (Soil & Sludge)","EPA 6020B","Nickel","1105","10156420","NA"]
["Solid Waste/Contaminated Sites (Soil & Sludge)","EPA 7000B","Nickel","1105","10157707","NA"]
["Solid Waste/Contaminated Sites (Soil & Sludge)","EPA 7010","Nickel","1105","10157810","NA"]
["Solid Waste/Contaminated Sites (Soil & Sludge)","EPA 300.0","Nitrate as N","1810","10053200","300.0"]
["Solid Waste/Contaminated Sites (Soil & Sludge)","EPA 353.2","Nitrate as N","1810","10067604","353.2"]
["Solid Waste/Contaminated Sites (Soil & Sludge)","EPA 9056A","Nitrate as N","1810","10199607","NA"]
["Solid Waste/Contaminated Sites (Soil & Sludge)","EPA 9210A","Nitrate as N","1810","10205604","NA"]
["Solid Waste/Contaminated Sites (Soil & Sludge)","EPA 353.2","Nitrate as N plus Nitrite as N","1820","10067604","353.2"]
["Solid Waste/Contaminated Sites (Soil & Sludge)","EPA 300.0","Nitrite as N","1840","10053200","300.0"]
["Solid Waste/Contaminated Sites (Soil & Sludge)","EPA 353.2","Nitrite as N","1840","10067604","353.2"]
["Solid Waste/Contaminated Sites (Soil & Sludge)","EPA 9056A","Nitrite as N","1840","10199607","NA"]
["Solid Waste/Contaminated Sites (Soil & Sludge)","SM 4500-NO2¯ B","Nitrite as N","1840","20112805","4500NO2-B"]
["Solid Waste/Contaminated Sites (Soil & Sludge)","EPA 8270C","Nitrobenzene","5015","10185805","NA"]
["Solid Waste/Contaminated Sites (Soil & Sludge)","EPA 8270E","Nitrobenzene","5015","10242543","NA"]
["Solid Waste/Contaminated Sites (Soil & Sludge)","EPA 8330B","Nitrobenzene","5015","10308006","NA"]
["Solid Waste/Contaminated Sites (Soil & Sludge)","EPA 1633 -  Jan 24","Nonafluoro-3,6-dioxaheptanoic acid (NFDHA)","6956","10123463","NA"]
["Solid Waste/Contaminated Sites (Soil & Sludge)","EPA 8330","Octahydro-1,3,5,7-tetranitro-1,3,5,7-tetrazocine (HMX)","9522","10189807","NA"]
["Solid Waste/Contaminated Sites (Soil & Sludge)","EPA 8330B","Octahydro-1,3,5,7-tetranitro-1,3,5,7-tetrazocine (HMX)","9522","10308006","NA"]
["Solid Waste/Contaminated Sites (Soil & Sludge)","EPA 365.1","Orthophosphate as P","1870","10070005","365.1"]
["Solid Waste/Contaminated Sites (Soil & Sludge)","EPA 365.4","Orthophosphate as P","1870","10071202","NA"]
["Solid Waste/Contaminated Sites (Soil & Sludge)","EPA 9056A","Orthophosphate as P","1870","10199607","NA"]
["Solid Waste/Contaminated Sites (Soil & Sludge)","EPA 1040","Oxidizing Solids","1872","10254805","NA"]
["Solid Waste/Contaminated Sites (Soil & Sludge)","EPA 9095B","Paint Filter Test (Paint Filter Liquids)","1434","10245600","NA"]
["Solid Waste/Contaminated Sites (Soil & Sludge)","EPA 8141B","Parathion (Ethyl Parathion)","7955","10182204","NA"]
["Solid Waste/Contaminated Sites (Soil & Sludge)","EPA 8270C","Parathion (Ethyl Parathion)","7955","10185805","NA"]
["Solid Waste/Contaminated Sites (Soil & Sludge)","EPA 8270E","Parathion (Ethyl Parathion)","7955","10242543","NA"]
["Solid Waste/Contaminated Sites (Soil & Sludge)","EPA 8082","PCBs - Total ","8870","10179007","NA"]
["Solid Waste/Contaminated Sites (Soil & Sludge)","EPA 8270C","Pentachlorobenzene","6590","10185805","NA"]
["Solid Waste/Contaminated Sites (Soil & Sludge)","EPA 8270E","Pentachlorobenzene","6590","10242543","NA"]
["Solid Waste/Contaminated Sites (Soil & Sludge)","EPA 8270C","Pentachloronitrobenzene","6600","10185805","NA"]
["Solid Waste/Contaminated Sites (Soil & Sludge)","EPA 8270E","Pentachloronitrobenzene","6600","10242543","NA"]
["Solid Waste/Contaminated Sites (Soil & Sludge)","EPA 8151A","Pentachlorophenol","6605","10183207","NA"]
["Solid Waste/Contaminated Sites (Soil & Sludge)","EPA 8270C","Pentachlorophenol","6605","10185805","NA"]
["Solid Waste/Contaminated Sites (Soil & Sludge)","EPA 8270E","Pentachlorophenol","6605","10242543","NA"]
["Solid Waste/Contaminated Sites (Soil & Sludge)","EPA 314.0","Perchlorate","1895","10277006","NA"]
["Solid Waste/Contaminated Sites (Soil & Sludge)","EPA 6850","Perchlorate","1895","10304606","NA"]
["Solid Waste/Contaminated Sites (Soil & Sludge)","EPA 1633 -  Jan 24","Perflourohexanesulfonic Acid (PFHxS)","6927","10123463","NA"]
["Solid Waste/Contaminated Sites (Soil & Sludge)","EPA 1633 -  Jan 24","Perfluoro(2-ethoxyethane)sulfonic acid (PFEESA)","6957","10123463","NA"]
["Solid Waste/Contaminated Sites (Soil & Sludge)","EPA 1633 -  Jan 24","Perfluoro-3-methoxypropanoic acid (PFMPA)","6965","10123463","NA"]
["Solid Waste/Contaminated Sites (Soil & Sludge)","EPA 1633 -  Jan 24","Perfluoro-4-methoxybutanoic acid (PFMBA)","6966","10123463","NA"]
["Solid Waste/Contaminated Sites (Soil & Sludge)","EPA 1633 -  Jan 24","Perfluorobutanesulfonic Acid (PFBS)","6918","10123463","NA"]
["Solid Waste/Contaminated Sites (Soil & Sludge)","EPA 1633 -  Jan 24","Perfluorobutanoic acid (PFBA)","6915","10123463","NA"]
["Solid Waste/Contaminated Sites (Soil & Sludge)","EPA 1633 -  Jan 24","Perfluoroctanesulfonic Acid (PFOS)","6931","10123463","NA"]
["Solid Waste/Contaminated Sites (Soil & Sludge)","EPA 1633 -  Jan 24","Perfluoroctanoic Acid (PFOA)","6912","10123463","NA"]
["Solid Waste/Contaminated Sites (Soil & Sludge)","EPA 1633 -  Jan 24","Perfluorodecane sulfonic acid (PFDS)","6920","10123463","NA"]
["Solid Waste/Contaminated Sites (Soil & Sludge)","EPA 1633 -  Jan 24","Perfluorodecanoic Acid (PFDA)","6905","10123463","NA"]
["Solid Waste/Contaminated Sites (Soil & Sludge)","EPA 1633 -  Jan 24","Perfluorododecane sulfonic acid (PFDoS)","6923","10123463","NA"]
["Solid Waste/Contaminated Sites (Soil & Sludge)","EPA 1633 -  Jan 24","Perfluorododecanoic acid (PFDoA)","6903","10123463","NA"]
["Solid Waste/Contaminated Sites (Soil & Sludge)","EPA 1633 -  Jan 24","Perfluoroheptanesulfonic acid (PFHpS)","9470","10123463","NA"]
["Solid Waste/Contaminated Sites (Soil & Sludge)","EPA 1633 -  Jan 24","Perfluoroheptanoic Acid  (PFHpA)","6908","10123463","NA"]
["Solid Waste/Contaminated Sites (Soil & Sludge)","EPA 1633 -  Jan 24","Perfluorohexanoic Acid (PFHxA)","6913","10123463","NA"]
["Solid Waste/Contaminated Sites (Soil & Sludge)","EPA 1633 -  Jan 24","Perfluorononane sulfonic acid (PFNS)","6929","10123463","NA"]
["Solid Waste/Contaminated Sites (Soil & Sludge)","EPA 1633 -  Jan 24","Perfluorononanoic Acid (PFNA)","6906","10123463","NA"]
["Solid Waste/Contaminated Sites (Soil & Sludge)","EPA 1633 -  Jan 24","Perfluorooctane sulfonamide (PFOSAm)","6917","10123463","NA"]
["Solid Waste/Contaminated Sites (Soil & Sludge)","EPA 1633 -  Jan 24","Perfluoropentanesulfonic acid (PFPeS)","6934","10123463","NA"]
["Solid Waste/Contaminated Sites (Soil & Sludge)","EPA 1633 -  Jan 24","Perfluoropentanoic acid (PFPeA)","6914","10123463","NA"]
["Solid Waste/Contaminated Sites (Soil & Sludge)","EPA 1633 -  Jan 24","Perfluorotetradecanoic Acid (PFTA)","6902","10123463","NA"]
["Solid Waste/Contaminated Sites (Soil & Sludge)","EPA 1633 -  Jan 24","Perfluorotridecanoic Acid (PFTrDA)","9563","10123463","NA"]
["Solid Waste/Contaminated Sites (Soil & Sludge)","EPA 1633 -  Jan 24","Perfluoroundecanoic Acid (PFUnA)","6904","10123463","NA"]
["Solid Waste/Contaminated Sites (Soil & Sludge)","EPA 9021","Pergeable Organic Halides","5082","10194602","NA"]
["Solid Waste/Contaminated Sites (Soil & Sludge)","EPA 9040C (water)","pH+","1900","10244403","NA"]
["Solid Waste/Contaminated Sites (Soil & Sludge)","EPA 9045C (soil)","pH+","1900","10198400","NA"]
["Solid Waste/Contaminated Sites (Soil & Sludge)","EPA 9045D (soil)","pH+","1900","10198455","NA"]
["Solid Waste/Contaminated Sites (Soil & Sludge)","EPA 8270C","Phenacetin","6610","10185805","NA"]
["Solid Waste/Contaminated Sites (Soil & Sludge)","EPA 8270E","Phenacetin","6610","10242543","NA"]
["Solid Waste/Contaminated Sites (Soil & Sludge)","EPA 8270C","Phenanthrene","6615","10185805","NA"]
["Solid Waste/Contaminated Sites (Soil & Sludge)","EPA 8270E","Phenanthrene","6615","10242543","NA"]
["Solid Waste/Contaminated Sites (Soil & Sludge)","EPA 8310","Phenanthrene","6615","10187607","NA"]
["Solid Waste/Contaminated Sites (Soil & Sludge)","EPA 8270C","Phenol","6625","10185805","NA"]
["Solid Waste/Contaminated Sites (Soil & Sludge)","EPA 8270E","Phenol","6625","10242543","NA"]
["Solid Waste/Contaminated Sites (Soil & Sludge)","EPA 8141","Phorate","7985","10181803","NA"]
["Solid Waste/Contaminated Sites (Soil & Sludge)","EPA 8141A","Phorate","7985","10182000","NA"]
["Solid Waste/Contaminated Sites (Soil & Sludge)","EPA 8141B","Phorate","7985","10182204","NA"]
["Solid Waste/Contaminated Sites (Soil & Sludge)","EPA 8270C","Phorate","7985","10185805","NA"]
["Solid Waste/Contaminated Sites (Soil & Sludge)","EPA 8270E","Phorate","7985","10242543","NA"]
["Solid Waste/Contaminated Sites (Soil & Sludge)","EPA 8151A","Picloram","8645","10183207","NA"]
["Solid Waste/Contaminated Sites (Soil & Sludge)","EPA 6010B","Potassium","1125","\t10155609","NA"]
["Solid Waste/Contaminated Sites (Soil & Sludge)","EPA 6010C","Potassium","1125","10155905","NA"]
["Solid Waste/Contaminated Sites (Soil & Sludge)","EPA 6010D","Potassium","1125","10155950","NA"]
["Solid Waste/Contaminated Sites (Soil & Sludge)","EPA 6020A","Potassium","1125","10156419","NA"]
["Solid Waste/Contaminated Sites (Soil & Sludge)","EPA 6020B","Potassium","1125","10156420","NA"]
["Solid Waste/Contaminated Sites (Soil & Sludge)","EPA 7000B","Potassium","1125","10157707","NA"]
["Solid Waste/Contaminated Sites (Soil & Sludge)","EPA 8270C","Prometon","8035","10185805","NA"]
["Solid Waste/Contaminated Sites (Soil & Sludge)","EPA 8270E","Prometon","8035","10242543","NA"]
["Solid Waste/Contaminated Sites (Soil & Sludge)","EPA 8270C","Pronamide (Kerb)","6650","10185805","NA"]
["Solid Waste/Contaminated Sites (Soil & Sludge)","EPA 8270E","Pronamide (Kerb)","6650","10242543","NA"]
["Solid Waste/Contaminated Sites (Soil & Sludge)","EPA 8141","Propachlor (Ramrod)","8045","10181803","NA"]
["Solid Waste/Contaminated Sites (Soil & Sludge)","EPA 8141A","Propachlor (Ramrod)","8045","10182000","NA"]
["Solid Waste/Contaminated Sites (Soil & Sludge)","EPA 8141B","Propachlor (Ramrod)","8045","10182204","NA"]
["Solid Waste/Contaminated Sites (Soil & Sludge)","EPA 8270C","Propachlor (Ramrod)","8045","10185805","NA"]
["Solid Waste/Contaminated Sites (Soil & Sludge)","EPA 8270E","Propachlor (Ramrod)","8045","10242543","NA"]
["Solid Waste/Contaminated Sites (Soil & Sludge)","EPA 8141","Propazine","8060","10181803","NA"]
["Solid Waste/Contaminated Sites (Soil & Sludge)","EPA 8141A","Propazine","8060","10182000","NA"]
["Solid Waste/Contaminated Sites (Soil & Sludge)","EPA 8141B","Propazine","8060","10182204","NA"]
["Solid Waste/Contaminated Sites (Soil & Sludge)","EPA 8270C","Propazine","8060","10185805","NA"]
["Solid Waste/Contaminated Sites (Soil & Sludge)","EPA 8270E","Propazine","8060","10242543","NA"]
["Solid Waste/Contaminated Sites (Soil & Sludge)","EPA 8141A","Propham","8075","10182000","NA"]
["Solid Waste/Contaminated Sites (Soil & Sludge)","EPA 8141B","Propham","8075","10182204","NA"]
["Solid Waste/Contaminated Sites (Soil & Sludge)","EPA 8015B","Propionitrile (Ethyl cyanide)","5080","10173601","NA"]
["Solid Waste/Contaminated Sites (Soil & Sludge)","EPA 8015C","Propionitrile (Ethyl cyanide)","5080","10173816","NA"]
["Solid Waste/Contaminated Sites (Soil & Sludge)","EPA 8260B","Propionitrile (Ethyl cyanide)","5080","10184802","NA"]
["Solid Waste/Contaminated Sites (Soil & Sludge)","EPA 8260D","Propionitrile (Ethyl cyanide)","5080","10307127","NA"]
["Solid Waste/Contaminated Sites (Soil & Sludge)","EPA 8270C","Pyrene","6665","10185805","NA"]
["Solid Waste/Contaminated Sites (Soil & Sludge)","EPA 8270E","Pyrene","6665","10242543","NA"]
["Solid Waste/Contaminated Sites (Soil & Sludge)","EPA 8310","Pyrene","6665","10187607","NA"]
["Solid Waste/Contaminated Sites (Soil & Sludge)","EPA 9320","Radium 226 & 228","2967","10208625","NA"]
["Solid Waste/Contaminated Sites (Soil & Sludge)","SM 2540 G-2015","Residue, Fixed","1947","20005281","2540G"]
["Solid Waste/Contaminated Sites (Soil & Sludge)","SM 2540 G-2020","Residue, Fixed","1947","20005292","NA"]
["Solid Waste/Contaminated Sites (Soil & Sludge)","SM 2540 B-2011","Residue, total (TS)","1950","20049416","2540B"]
["Solid Waste/Contaminated Sites (Soil & Sludge)","SM 2540 B-2015","Residue, total (TS)","1950","20049438","2540B"]
["Solid Waste/Contaminated Sites (Soil & Sludge)","SM 2540 G-2011","Residue, total (TS)","1950","20005270","NA"]
["Solid Waste/Contaminated Sites (Soil & Sludge)","SM 2540 G-2015","Residue, total (TS)","1950","20005281","2540G"]
["Solid Waste/Contaminated Sites (Soil & Sludge)","SM 2540 G-2020","Residue, total (TS)","1950","20005292","NA"]
["Solid Waste/Contaminated Sites (Soil & Sludge)","USGS I-3750-85","Residue, total (TS)","1950","40010808","NA"]
["Solid Waste/Contaminated Sites (Soil & Sludge)","SM 2540 G-2011","Residue-volatile","1970","20005270","NA"]
["Solid Waste/Contaminated Sites (Soil & Sludge)","SM 2540 G-2015","Residue-volatile","1970","20005281","2540G"]
["Solid Waste/Contaminated Sites (Soil & Sludge)","SM 2540 G-2020","Residue-volatile","1970","20005292","NA"]
["Solid Waste/Contaminated Sites (Soil & Sludge)","EPA 8141","s-Ethyl Dipropylthiocarbamate  (EPTC)","7555","10181803","NA"]
["Solid Waste/Contaminated Sites (Soil & Sludge)","EPA 8141A","s-Ethyl Dipropylthiocarbamate  (EPTC)","7555","10182000","NA"]
["Solid Waste/Contaminated Sites (Soil & Sludge)","EPA 8141B","s-Ethyl Dipropylthiocarbamate  (EPTC)","7555","10182204","NA"]
["Solid Waste/Contaminated Sites (Soil & Sludge)","EPA 8270C","s-Ethyl Dipropylthiocarbamate  (EPTC)","7555","10185805","NA"]
["Solid Waste/Contaminated Sites (Soil & Sludge)","EPA 8270E","s-Ethyl Dipropylthiocarbamate  (EPTC)","7555","10242543","NA"]
["Solid Waste/Contaminated Sites (Soil & Sludge)","EPA 8270C","Safrole","6685","10185805","NA"]
["Solid Waste/Contaminated Sites (Soil & Sludge)","EPA 8270E","Safrole","6685","10242543","NA"]
["Solid Waste/Contaminated Sites (Soil & Sludge)","EPA 6010B","Selenium","1140","\t10155609","NA"]
["Solid Waste/Contaminated Sites (Soil & Sludge)","EPA 6010C","Selenium","1140","10155905","NA"]
["Solid Waste/Contaminated Sites (Soil & Sludge)","EPA 6010D","Selenium","1140","10155950","NA"]
["Solid Waste/Contaminated Sites (Soil & Sludge)","EPA 6020A","Selenium","1140","10156419","NA"]
["Solid Waste/Contaminated Sites (Soil & Sludge)","EPA 6020B","Selenium","1140","10156420","NA"]
["Solid Waste/Contaminated Sites (Soil & Sludge)","EPA 7010","Selenium","1140","10157810","NA"]
["Solid Waste/Contaminated Sites (Soil & Sludge)","EPA 7741A","Selenium","1140","10169003","NA"]
["Solid Waste/Contaminated Sites (Soil & Sludge)","EPA 7742","Selenium","1140","10169207","NA"]
["Solid Waste/Contaminated Sites (Soil & Sludge)","EPA 6010C","Silica as SiO2","1990","10155905","NA"]
["Solid Waste/Contaminated Sites (Soil & Sludge)","EPA 6010D","Silica as SiO2","1990","10155950","NA"]
["Solid Waste/Contaminated Sites (Soil & Sludge)","EPA 6010B","Silver","1150","\t10155609","NA"]
["Solid Waste/Contaminated Sites (Soil & Sludge)","EPA 6010C","Silver","1150","10155905","NA"]
["Solid Waste/Contaminated Sites (Soil & Sludge)","EPA 6010D","Silver","1150","10155950","NA"]
["Solid Waste/Contaminated Sites (Soil & Sludge)","EPA 6020A","Silver","1150","10156419","NA"]
["Solid Waste/Contaminated Sites (Soil & Sludge)","EPA 6020B","Silver","1150","10156420","NA"]
["Solid Waste/Contaminated Sites (Soil & Sludge)","EPA 7000B","Silver","1150","10157707","NA"]
["Solid Waste/Contaminated Sites (Soil & Sludge)","EPA 7010","Silver","1150","10157810","NA"]
["Solid Waste/Contaminated Sites (Soil & Sludge)","EPA 8151A","Silvex (2,4,5-TP)","8650","10183207","NA"]
["Solid Waste/Contaminated Sites (Soil & Sludge)","EPA 8141","Simazine","8125","10181803","NA"]
["Solid Waste/Contaminated Sites (Soil & Sludge)","EPA 8141A","Simazine","8125","10182000","NA"]
["Solid Waste/Contaminated Sites (Soil & Sludge)","EPA 8141B","Simazine","8125","10182204","NA"]
["Solid Waste/Contaminated Sites (Soil & Sludge)","EPA 8270C","Simazine","8125","10185805","NA"]
["Solid Waste/Contaminated Sites (Soil & Sludge)","EPA 8270E","Simazine","8125","10242543","NA"]
["Solid Waste/Contaminated Sites (Soil & Sludge)","EPA 6010B","Sodium","1155","\t10155609","NA"]
["Solid Waste/Contaminated Sites (Soil & Sludge)","EPA 6010C","Sodium","1155","10155905","NA"]
["Solid Waste/Contaminated Sites (Soil & Sludge)","EPA 6010D","Sodium","1155","10155950","NA"]
["Solid Waste/Contaminated Sites (Soil & Sludge)","EPA 6020A","Sodium","1155","10156419","NA"]
["Solid Waste/Contaminated Sites (Soil & Sludge)","EPA 6020B","Sodium","1155","10156420","NA"]
["Solid Waste/Contaminated Sites (Soil & Sludge)","EPA 7000B","Sodium","1155","10157707","NA"]
["Solid Waste/Contaminated Sites (Soil & Sludge)","EPA 1312","SPLP","1460","10119003","NA"]
["Solid Waste/Contaminated Sites (Soil & Sludge)","EPA 6010A","Strontium ","1160","10155405","NA"]
["Solid Waste/Contaminated Sites (Soil & Sludge)","EPA 6010B","Strontium ","1160","\t10155609","NA"]
["Solid Waste/Contaminated Sites (Soil & Sludge)","EPA 6010C","Strontium ","1160","10155905","NA"]
["Solid Waste/Contaminated Sites (Soil & Sludge)","EPA 6010D","Strontium ","1160","10155950","NA"]
["Solid Waste/Contaminated Sites (Soil & Sludge)","EPA 6020A","Strontium ","1160","10156419","NA"]
["Solid Waste/Contaminated Sites (Soil & Sludge)","EPA 6020B","Strontium ","1160","10156420","NA"]
["Solid Waste/Contaminated Sites (Soil & Sludge)","EPA 7000B","Strontium ","1160","10157707","NA"]
["Solid Waste/Contaminated Sites (Soil & Sludge)","EPA 8021B","Styrene","5100","10174819","NA"]
["Solid Waste/Contaminated Sites (Soil & Sludge)","EPA 8260B","Styrene","5100","10184802","NA"]
["Solid Waste/Contaminated Sites (Soil & Sludge)","EPA 8260D","Styrene","5100","10307127","NA"]
["Solid Waste/Contaminated Sites (Soil & Sludge)","EPA 300.0","Sulfate","2000","10053200","300.0"]
["Solid Waste/Contaminated Sites (Soil & Sludge)","EPA 300.1","Sulfate","2000","10275602","300.1"]
["Solid Waste/Contaminated Sites (Soil & Sludge)","EPA 9035","Sulfate","2000","10196200","NA"]
["Solid Waste/Contaminated Sites (Soil & Sludge)","EPA 9036","Sulfate","2000","10196404","NA"]
["Solid Waste/Contaminated Sites (Soil & Sludge)","EPA 9038","Sulfate","2000","10196608","NA"]
["Solid Waste/Contaminated Sites (Soil & Sludge)","EPA 9056A","Sulfate","2000","10199607","NA"]
["Solid Waste/Contaminated Sites (Soil & Sludge)","Hach 8051","Sulfate","2000","60003761","NA"]
["Solid Waste/Contaminated Sites (Soil & Sludge)","EPA 9034","Sulfide","2005","10196006","NA"]
["Solid Waste/Contaminated Sites (Soil & Sludge)","EPA 9030B","Sulfide Distillation","1455","10195605","NA"]
["Solid Waste/Contaminated Sites (Soil & Sludge)","EPA 1311","TCLP","1466","10118806","NA"]
["Solid Waste/Contaminated Sites (Soil & Sludge)","SM 2540 C-2011","TDS - Residue, filterable ","1955","20050413","NA"]
["Solid Waste/Contaminated Sites (Soil & Sludge)","SM 2540 C-2015","TDS - Residue, filterable ","1955","20050435","2540C"]
["Solid Waste/Contaminated Sites (Soil & Sludge)","USGS I-1750-85","TDS - Residue, filterable ","1955","4004602","NA"]
["Solid Waste/Contaminated Sites (Soil & Sludge)","EPA 8141","Terbufos","8185","10181803","NA"]
["Solid Waste/Contaminated Sites (Soil & Sludge)","EPA 8141A","Terbufos","8185","10182000","NA"]
["Solid Waste/Contaminated Sites (Soil & Sludge)","EPA 8141B","Terbufos","8185","10182204","NA"]
["Solid Waste/Contaminated Sites (Soil & Sludge)","EPA 8270C","Terbufos","8185","10185805","NA"]
["Solid Waste/Contaminated Sites (Soil & Sludge)","EPA 8270E","Terbufos","8185","10242543","NA"]
["Solid Waste/Contaminated Sites (Soil & Sludge)","EPA 8021B","Tetrachloroethylene (Perchloroethylene)","5115","10174819","NA"]
["Solid Waste/Contaminated Sites (Soil & Sludge)","EPA 8260B","Tetrachloroethylene (Perchloroethylene)","5115","10184802","NA"]
["Solid Waste/Contaminated Sites (Soil & Sludge)","EPA 8260D","Tetrachloroethylene (Perchloroethylene)","5115","10307127","NA"]
["Solid Waste/Contaminated Sites (Soil & Sludge)","EPA 6010B","Thallium","1165","\t10155609","NA"]
["Solid Waste/Contaminated Sites (Soil & Sludge)","EPA 6010C","Thallium","1165","10155905","NA"]
["Solid Waste/Contaminated Sites (Soil & Sludge)","EPA 6010D","Thallium","1165","10155950","NA"]
["Solid Waste/Contaminated Sites (Soil & Sludge)","EPA 6020A","Thallium","1165","10156419","NA"]
["Solid Waste/Contaminated Sites (Soil & Sludge)","EPA 6020B","Thallium","1165","10156420","NA"]
["Solid Waste/Contaminated Sites (Soil & Sludge)","EPA 7000B","Thallium","1165","10157707","NA"]
["Solid Waste/Contaminated Sites (Soil & Sludge)","EPA 7010","Thallium","1165","10157810","NA"]
["Solid Waste/Contaminated Sites (Soil & Sludge)","EPA 8270C","Thionazin","8235","10185805","NA"]
["Solid Waste/Contaminated Sites (Soil & Sludge)","EPA 8270E","Thionazin","8235","10242543","NA"]
["Solid Waste/Contaminated Sites (Soil & Sludge)","EPA 6010B","Tin","1175","\t10155609","NA"]
["Solid Waste/Contaminated Sites (Soil & Sludge)","EPA 6010C","Tin","1175","10155905","NA"]
["Solid Waste/Contaminated Sites (Soil & Sludge)","EPA 6010D","Tin","1175","10155950","NA"]
["Solid Waste/Contaminated Sites (Soil & Sludge)","EPA 6020A","Tin","1175","10156419","NA"]
["Solid Waste/Contaminated Sites (Soil & Sludge)","EPA 6020B","Tin","1175","10156420","NA"]
["Solid Waste/Contaminated Sites (Soil & Sludge)","EPA 7000B","Tin","1175","10157707","NA"]
["Solid Waste/Contaminated Sites (Soil & Sludge)","EPA 6010B","Titanium","1180","\t10155609","NA"]
["Solid Waste/Contaminated Sites (Soil & Sludge)","EPA 6010C","Titanium","1180","10155905","NA"]
["Solid Waste/Contaminated Sites (Soil & Sludge)","EPA 6010D","Titanium","1180","10155950","NA"]
["Solid Waste/Contaminated Sites (Soil & Sludge)","EPA 8015C","Toluene","5140","10173816","NA"]
["Solid Waste/Contaminated Sites (Soil & Sludge)","EPA 8021B","Toluene","5140","10174819","NA"]
["Solid Waste/Contaminated Sites (Soil & Sludge)","EPA 8260B","Toluene","5140","10184802","NA"]
["Solid Waste/Contaminated Sites (Soil & Sludge)","EPA 8260D","Toluene","5140","10307127","NA"]
["Solid Waste/Contaminated Sites (Soil & Sludge)","Iowa OA-1","Toluene","5140","90013802","NA"]
["Solid Waste/Contaminated Sites (Soil & Sludge)","SM 2320 B-2011","Total alkalinity","1505","20045618","2320B"]
["Solid Waste/Contaminated Sites (Soil & Sludge)","EPA 6010C","Total Chromium","1600","10155905","NA"]
["Solid Waste/Contaminated Sites (Soil & Sludge)","EPA 6010D","Total Chromium","1600","10155950","NA"]
["Solid Waste/Contaminated Sites (Soil & Sludge)","EPA 6020A","Total Chromium","1600","10156419","NA"]
["Solid Waste/Contaminated Sites (Soil & Sludge)","EPA 6020B","Total Chromium","1600","10156420","NA"]
["Solid Waste/Contaminated Sites (Soil & Sludge)","EPA 7000B","Total Chromium","1600","10157707","NA"]
["Solid Waste/Contaminated Sites (Soil & Sludge)","EPA 7010","Total Chromium","1600","10157810","NA"]
["Solid Waste/Contaminated Sites (Soil & Sludge)","ASTM D7511-12(17)","Total Cyanide","1645","30033068","NA"]
["Solid Waste/Contaminated Sites (Soil & Sludge)","EPA 9010C","Total Cyanide","1645","10193109",""]
["Solid Waste/Contaminated Sites (Soil & Sludge)","EPA 9012A","Total Cyanide","1645","\t10193405","NA"]
["Solid Waste/Contaminated Sites (Soil & Sludge)","EPA 9012B","Total Cyanide","1645","10243206","NA"]
["Solid Waste/Contaminated Sites (Soil & Sludge)","EPA 9014","Total Cyanide","1645","10193836","NA"]
["Solid Waste/Contaminated Sites (Soil & Sludge)","IOWA OA-2","Total Extractable Hydrocarbons","6241","90016629","NA"]
["Solid Waste/Contaminated Sites (Soil & Sludge)","EPA 350.1","Total Kjeldahl Nitrogen (TKN)","1795","10063602","350.1"]
["Solid Waste/Contaminated Sites (Soil & Sludge)","EPA 351.1","Total Kjeldahl Nitrogen (TKN)","1795","10064809","351.1"]
["Solid Waste/Contaminated Sites (Soil & Sludge)","EPA 351.2","Total Kjeldahl Nitrogen (TKN)","1795","10065404","351.2"]
["Solid Waste/Contaminated Sites (Soil & Sludge)","SM 4500-NH3 C-2011","Total Kjeldahl Nitrogen (TKN)","1795","20108412","4500NH3-C"]
["Solid Waste/Contaminated Sites (Soil & Sludge)","SM 4500-NH3 D-2011","Total Kjeldahl Nitrogen (TKN)","1795","20109415","4500NH3-D"]
["Solid Waste/Contaminated Sites (Soil & Sludge)","SM 4500-NH3 E-2011","Total Kjeldahl Nitrogen (TKN)","1795","20113013","4500 NH3-E"]
["Solid Waste/Contaminated Sites (Soil & Sludge)","SM 4500-NH3 F-2011","Total Kjeldahl Nitrogen (TKN)","1795","20023567","4500 NH3-F"]
["Solid Waste/Contaminated Sites (Soil & Sludge)","SM 4500-NH3 G-2011","Total Kjeldahl Nitrogen (TKN)","1795","20111415","4500 NH3-G"]
["Solid Waste/Contaminated Sites (Soil & Sludge)","SM 4500-NH3 H-2011","Total Kjeldahl Nitrogen (TKN)","1795","20112214","4500 NH3-H"]
["Solid Waste/Contaminated Sites (Soil & Sludge)","SM 4500-Norg D-2011","Total Kjeldahl Nitrogen (TKN)","1795","20120289","4500Norg-D"]
["Solid Waste/Contaminated Sites (Soil & Sludge)","Timberline Ammonia-001","Total Kjeldahl Nitrogen (TKN)","1795","60034302","TIMBERLINE"]
["Solid Waste/Contaminated Sites (Soil & Sludge)","HACH 10242 (TKN calc)","Total Nitrogen","1827","60005687","HACH 10242"]
["Solid Waste/Contaminated Sites (Soil & Sludge)","EPA 9060A","Total Organic Carbon (TOC)","2040","10244823","NA"]
["Solid Waste/Contaminated Sites (Soil & Sludge)","EPA 9020B","Total Organic Halides (TOX)","2045","10194408","NA"]
["Solid Waste/Contaminated Sites (Soil & Sludge)","EPA 9022","Total Organic Halides (TOX)","2045","10194806","NA"]
["Solid Waste/Contaminated Sites (Soil & Sludge)","EPA 9065","Total Phenolics","1905","10200405","NA"]
["Solid Waste/Contaminated Sites (Soil & Sludge)","EPA 9066","Total Phenolics","1905","10200609","NA"]
["Solid Waste/Contaminated Sites (Soil & Sludge)","EPA 9067","Total Phenolics","1905","10200803","NA"]
["Solid Waste/Contaminated Sites (Soil & Sludge)","EPA 365.1","Total Phosphorus","1910","10070005","365.1"]
["Solid Waste/Contaminated Sites (Soil & Sludge)","EPA 365.3","Total Phosphorus","1910","10070801","NA"]
["Solid Waste/Contaminated Sites (Soil & Sludge)","EPA 365.4","Total Phosphorus","1910","10071202","NA"]
["Solid Waste/Contaminated Sites (Soil & Sludge)","EPA 6010B","Total Phosphorus","1910","\t10155609","NA"]
["Solid Waste/Contaminated Sites (Soil & Sludge)","EPA 6010C","Total Phosphorus","1910","10155905","NA"]
["Solid Waste/Contaminated Sites (Soil & Sludge)","EPA 6010D","Total Phosphorus","1910","10155950","NA"]
["Solid Waste/Contaminated Sites (Soil & Sludge)","SM 4500-P E-2011","Total Phosphorus","1910","20124225","NA"]
["Solid Waste/Contaminated Sites (Soil & Sludge)","SM 4500-P F-2011","Total Phosphorus","1910","20125024","NA"]
["Solid Waste/Contaminated Sites (Soil & Sludge)","SM 4500-P G-2011","Total Phosphorus","1910","20125148","NA"]
["Solid Waste/Contaminated Sites (Soil & Sludge)","SM 4500-P H-2011","Total Phosphorus","1910","20125182","NA"]
["Solid Waste/Contaminated Sites (Soil & Sludge)","EPA 8260B","Total Volatile Petroleum Hydrocarbons","5207","10184802","NA"]
["Solid Waste/Contaminated Sites (Soil & Sludge)","EPA 8260D","Total Volatile Petroleum Hydrocarbons","5207","10307127","NA"]
["Solid Waste/Contaminated Sites (Soil & Sludge)","Iowa OA-1","Total Volatile Petroleum Hydrocarbons","5207","90013802","NA"]
["Solid Waste/Contaminated Sites (Soil & Sludge)","EPA 8081A","Toxaphene (Chlorinated Camphene)","8250","10178606","NA"]
["Solid Waste/Contaminated Sites (Soil & Sludge)","EPA 8081B","Toxaphene (Chlorinated Camphene)","8250","10178811","NA"]
["Solid Waste/Contaminated Sites (Soil & Sludge)","EPA 8270C","Toxaphene (Chlorinated Camphene)","8250","10185805","NA"]
["Solid Waste/Contaminated Sites (Soil & Sludge)","EPA 8270E","Toxaphene (Chlorinated Camphene)","8250","10242543","NA"]
["Solid Waste/Contaminated Sites (Soil & Sludge)","EPA 8021B","trans-1,2-Dichloroethylene","4700","10174819","NA"]
["Solid Waste/Contaminated Sites (Soil & Sludge)","EPA 8260B","trans-1,2-Dichloroethylene","4700","10184802","NA"]
["Solid Waste/Contaminated Sites (Soil & Sludge)","EPA 8260D","trans-1,2-Dichloroethylene","4700","10307127","NA"]
["Solid Waste/Contaminated Sites (Soil & Sludge)","EPA 8021B","trans-1,3-Dichloropropylene","4685","10174819","NA"]
["Solid Waste/Contaminated Sites (Soil & Sludge)","EPA 8260B","trans-1,3-Dichloropropylene","4685","10184802","NA"]
["Solid Waste/Contaminated Sites (Soil & Sludge)","EPA 8260D","trans-1,3-Dichloropropylene","4685","10307127","NA"]
["Solid Waste/Contaminated Sites (Soil & Sludge)","EPA 8260B","trans-1,4-Dichloro-2-butene ","4605","10184802","NA"]
["Solid Waste/Contaminated Sites (Soil & Sludge)","EPA 8260D","trans-1,4-Dichloro-2-butene ","4605","10307127","NA"]
["Solid Waste/Contaminated Sites (Soil & Sludge)","EPA 8021B","Trichloroethene (Trichloroethylene)","5170","10174819","NA"]
["Solid Waste/Contaminated Sites (Soil & Sludge)","EPA 8260B","Trichloroethene (Trichloroethylene)","5170","10184802","NA"]
["Solid Waste/Contaminated Sites (Soil & Sludge)","EPA 8260D","Trichloroethene (Trichloroethylene)","5170","10307127","NA"]
["Solid Waste/Contaminated Sites (Soil & Sludge)","EPA 8021B","Trichlorofluoromethane (Freon-11)","5175","10174819","NA"]
["Solid Waste/Contaminated Sites (Soil & Sludge)","EPA 8260B","Trichlorofluoromethane (Freon-11)","5175","10184802","NA"]
["Solid Waste/Contaminated Sites (Soil & Sludge)","EPA 8260D","Trichlorofluoromethane (Freon-11)","5175","10307127","NA"]
["Solid Waste/Contaminated Sites (Soil & Sludge)","EPA 8081A","Trifluralin (Treflan)","8295","10178606","NA"]
["Solid Waste/Contaminated Sites (Soil & Sludge)","EPA 8081B","Trifluralin (Treflan)","8295","10178811","NA"]
["Solid Waste/Contaminated Sites (Soil & Sludge)","EPA 8141","Trifluralin (Treflan)","8295","10181803","NA"]
["Solid Waste/Contaminated Sites (Soil & Sludge)","EPA 8141A","Trifluralin (Treflan)","8295","10182000","NA"]
["Solid Waste/Contaminated Sites (Soil & Sludge)","EPA 8141B","Trifluralin (Treflan)","8295","10182204","NA"]
["Solid Waste/Contaminated Sites (Soil & Sludge)","EPA 8270C","Trifluralin (Treflan)","8295","10185805","NA"]
["Solid Waste/Contaminated Sites (Soil & Sludge)","EPA 8270E","Trifluralin (Treflan)","8295","10242543","NA"]
["Solid Waste/Contaminated Sites (Soil & Sludge)","EPA 8330B","Trinitroglycerol (Nitroglycerin)","6485","10308006","NA"]
["Solid Waste/Contaminated Sites (Soil & Sludge)","SM 2540 D -2011","TSS - Residue, nonfilterable","1960","20051212","2540D"]
["Solid Waste/Contaminated Sites (Soil & Sludge)","SM 2540 D-2015","TSS - Residue, nonfilterable","1960","20051223","2540D"]
["Solid Waste/Contaminated Sites (Soil & Sludge)","USGS I-3765-85","TSS - Residue, nonfilterable","1960","40011209","I-3765-85"]
["Solid Waste/Contaminated Sites (Soil & Sludge)","EPA 6010B","Vanadium","1185","\t10155609","NA"]
["Solid Waste/Contaminated Sites (Soil & Sludge)","EPA 6010C","Vanadium","1185","10155905","NA"]
["Solid Waste/Contaminated Sites (Soil & Sludge)","EPA 6010D","Vanadium","1185","10155950","NA"]
["Solid Waste/Contaminated Sites (Soil & Sludge)","EPA 6020A","Vanadium","1185","10156419","NA"]
["Solid Waste/Contaminated Sites (Soil & Sludge)","EPA 6020B","Vanadium","1185","10156420","NA"]
["Solid Waste/Contaminated Sites (Soil & Sludge)","EPA 7000B","Vanadium","1185","10157707","NA"]
["Solid Waste/Contaminated Sites (Soil & Sludge)","EPA 7010","Vanadium","1185","10157810","NA"]
["Solid Waste/Contaminated Sites (Soil & Sludge)","EPA 8260B","Vinyl acetate","5225","10184802","NA"]
["Solid Waste/Contaminated Sites (Soil & Sludge)","EPA 8260D","Vinyl acetate","5225","10307127","NA"]
["Solid Waste/Contaminated Sites (Soil & Sludge)","EPA 8021B","Vinyl chloride (Chloroethene)","5235","10174819","NA"]
["Solid Waste/Contaminated Sites (Soil & Sludge)","EPA 8260B","Vinyl chloride (Chloroethene)","5235","10184802","NA"]
["Solid Waste/Contaminated Sites (Soil & Sludge)","EPA 8260D","Vinyl chloride (Chloroethene)","5235","10307127","NA"]
["Solid Waste/Contaminated Sites (Soil & Sludge)","EPA 8015C","Xylenes (total)","5260","10173816","NA"]
["Solid Waste/Contaminated Sites (Soil & Sludge)","EPA 8021B","Xylenes (total)","5260","10174819","NA"]
["Solid Waste/Contaminated Sites (Soil & Sludge)","EPA 8260B","Xylenes (total)","5260","10184802","NA"]
["Solid Waste/Contaminated Sites (Soil & Sludge)","EPA 8260D","Xylenes (total)","5260","10307127","NA"]
["Solid Waste/Contaminated Sites (Soil & Sludge)","Iowa OA-1","Xylenes (total)","5260","90013802","NA"]
["Solid Waste/Contaminated Sites (Soil & Sludge)","EPA 6010B","Zinc","1190","\t10155609","NA"]
["Solid Waste/Contaminated Sites (Soil & Sludge)","EPA 6010C","Zinc","1190","10155905","NA"]
["Solid Waste/Contaminated Sites (Soil & Sludge)","EPA 6010D","Zinc","1190","10155950","NA"]
["Solid Waste/Contaminated Sites (Soil & Sludge)","EPA 6020A","Zinc","1190","10156419","NA"]
["Solid Waste/Contaminated Sites (Soil & Sludge)","EPA 6020B","Zinc","1190","10156420","NA"]
["Solid Waste/Contaminated Sites (Soil & Sludge)","EPA 7000B","Zinc","1190","10157707","NA"]
["Solid Waste/Contaminated Sites (Soil & Sludge)","EPA 7010","Zinc","1190","10157810","NA"]

{"sheet":"6. UST (Water)","index":5,"n_rows":24,"n_cols":6,"rows_kept":24,"cut":false,"hidden":false,"merged":[],"flags":["formulas_cached_only"]}
["Program","MethodName","AnalyteName","TNIAnalyteCode","TNIMethodCode","SDWISCode"]
["UST (Water)","EPA 8260B","Benzene","4375","10184802","NA"]
["UST (Water)","EPA 8260D","Benzene","4375","10307127","NA"]
["UST (Water)","Iowa OA-1","Benzene","4375","90013802","NA"]
["UST (Water)","NIOSH 1501","Benzene","4375","90012105","NA"]
["UST (Water)","EPA 8260B","Ethylbenzene","4765","10184802","NA"]
["UST (Water)","EPA 8260D","Ethylbenzene","4765","10307127","NA"]
["UST (Water)","Iowa OA-1","Ethylbenzene","4765","90013802","NA"]
["UST (Water)","NIOSH 1501","Ethylbenzene","4765","90012105","NA"]
["UST (Water)","EPA 8260B","Methyl tert-butyl ether (MTBE)","5000","10184802","NA"]
["UST (Water)","EPA 8260D","Methyl tert-butyl ether (MTBE)","5000","10307127","NA"]
["UST (Water)","NIOSH 1501","Methyl tert-butyl ether (MTBE)","5000","90012105","NA"]
["UST (Water)","EPA 8260B","Toluene","5140","10184802","NA"]
["UST (Water)","EPA 8260D","Toluene","5140","10307127","NA"]
["UST (Water)","Iowa OA-1","Toluene","5140","90013802","NA"]
["UST (Water)","NIOSH 1501","Toluene","5140","90012105","NA"]
["UST (Water)","IOWA OA-2","Total Extractable Hydrocarbons","6241","90016629","NA"]
["UST (Water)","EPA 8260B","Total Volatile Petroleum Hydrocarbons","5207","10184802","NA"]
["UST (Water)","EPA 8260D","Total Volatile Petroleum Hydrocarbons","5207","10307127","NA"]
["UST (Water)","Iowa OA-1","Total Volatile Petroleum Hydrocarbons","5207","90013802","NA"]
["UST (Water)","EPA 8260B","Xylenes (total)","5260","10184802","NA"]
["UST (Water)","EPA 8260D","Xylenes (total)","5260","10307127","NA"]
["UST (Water)","Iowa OA-1","Xylenes (total)","5260","90013802","NA"]
["UST (Water)","NIOSH 1501","Xylenes (total)","5260","90012105","NA"]

{"sheet":"7. UST (Soil & Sludge)","index":6,"n_rows":24,"n_cols":6,"rows_kept":24,"cut":false,"hidden":false,"merged":[],"flags":["formulas_cached_only"]}
["Program","MethodName","AnalyteName","TNIAnalyteCode","TNIMethodCode","SDWISCode"]
["UST (Soil & Sludge)","EPA 8260B","Benzene","4375","10184802","NA"]
["UST (Soil & Sludge)","EPA 8260D","Benzene","4375","10307127","NA"]
["UST (Soil & Sludge)","Iowa OA-1","Benzene","4375","90013802","NA"]
["UST (Soil & Sludge)","NIOSH 1501","Benzene","4375","90012105","NA"]
["UST (Soil & Sludge)","EPA 8260B","Ethylbenzene","4765","10184802","NA"]
["UST (Soil & Sludge)","EPA 8260D","Ethylbenzene","4765","10307127","NA"]
["UST (Soil & Sludge)","Iowa OA-1","Ethylbenzene","4765","90013802","NA"]
["UST (Soil & Sludge)","NIOSH 1501","Ethylbenzene","4765","90012105","NA"]
["UST (Soil & Sludge)","EPA 8260B","Methyl tert-butyl ether (MTBE)","5000","10184802","NA"]
["UST (Soil & Sludge)","EPA 8260D","Methyl tert-butyl ether (MTBE)","5000","10307127","NA"]
["UST (Soil & Sludge)","NIOSH 1501","Methyl tert-butyl ether (MTBE)","5000","90012105","NA"]
["UST (Soil & Sludge)","EPA 8260B","Toluene","5140","10184802","NA"]
["UST (Soil & Sludge)","EPA 8260D","Toluene","5140","10307127","NA"]
["UST (Soil & Sludge)","Iowa OA-1","Toluene","5140","90013802","NA"]
["UST (Soil & Sludge)","NIOSH 1501","Toluene","5140","90012105","NA"]
["UST (Soil & Sludge)","IOWA OA-2","Total Extractable Hydrocarbons","6241","90016629","NA"]
["UST (Soil & Sludge)","EPA 8260B","Total Volatile Petroleum Hydrocarbons","5207","10184802","NA"]
["UST (Soil & Sludge)","EPA 8260D","Total Volatile Petroleum Hydrocarbons","5207","10307127","NA"]
["UST (Soil & Sludge)","Iowa OA-1","Total Volatile Petroleum Hydrocarbons","5207","90013802","NA"]
["UST (Soil & Sludge)","EPA 8260B","Xylenes (total)","5260","10184802","NA"]
["UST (Soil & Sludge)","EPA 8260D","Xylenes (total)","5260","10307127","NA"]
["UST (Soil & Sludge)","Iowa OA-1","Xylenes (total)","5260","90013802","NA"]
["UST (Soil & Sludge)","NIOSH 1501","Xylenes (total)","5260","90012105","NA"]